## README
Topic | Explanation
PowerFactory model export - how to read this workbook
Class sheets | One sheet per PowerFactory class (ElmLne = lines, TypLne = line types, ...). One row per object.
Row 1 / Row 2 | Row 1 = PowerFactory attribute name. Row 2 = description [unit] (if enabled). Data starts below.
pandas | pd.read_excel(file, sheet_name='ElmLne', skiprows=[1]) (drop skiprows if DESCRIPTION_ROW = False)
_path | Unique key of an object: its database path relative to the project.
References | Attributes that point to another object (typ_id, bus1, bushv, cterm, ...) contain that object's _path. Join them to the _path column of the referenced class sheet, e.g. ElmLne.typ_id -> TypLne._path.
Topology | One row per connected element with its terminals (bus-branch view). connected_k = 1 if the switch in that cubicle is closed (or there is no switch). Check 'outserv' and the element's own 'on_off' too.
Connections | Same information in long format: one row per element side, incl. cubicle, switch and phases.
Bus-branch model | Terminals are the nodes, every element in Topology is an edge or an injection. ElmCoup rows are breakers/disconnectors between two terminals: where on_off = 1, merge the two terminals into one bus.
Vectors / matrices | Stored as JSON text in one cell, e.g. [1.0, 2.0]. The .json file next to this workbook holds them natively.
LF_Nodes / LF_Elements | PowerFactory load-flow results of the exported state - use them to validate a rebuilt model. Side 1/2/3 follows the 'side' index of the Connections sheet.
Attributes | Dictionary of every exported column: class, attribute, description, unit, data type.
Classes | Index of all class sheets with PowerFactory's class description and object count.

## Project
Item | Value
Project | Bawean Island_True Setting
Project path | \hafiz.IntUser\Bawean Island_True Setting.IntPrj
Study case | BPS 2022
Operation scenario | 01 Base Scenario
Active variations | (none)
Active stages | (none)
Grids | Summary Grid, Main Grid
Nominal frequency [Hz] | 50
Exported | 2026-10-02 21:17:11
Export status | complete
PowerFactory Python module | 24.0.2
Attribute values | as displayed in PowerFactory dialogs (units: sheet 'Attributes')
Objects exported | 1797
Classes exported | 24
Load flow | converged
Options | all attributes=True, key attributes only for=StaCubic,StaSwitch, out of service=True, dynamic models=True, block internals=False, protection=False, study case=True, graphics=False

## Classes
class | description | objects | attributes | sheet
ElmNet | Grid | 2 | 31 | ElmNet
ElmTerm | Terminal | 287 | 116 | ElmTerm
ElmLne | Line | 148 | 262 | ElmLne
ElmTr2 | 2-Winding Transformer | 115 | 217 | ElmTr2
ElmSym | Synchronous Machine | 12 | 282 | ElmSym
ElmLod | General Load | 104 | 177 | ElmLod
ElmCoup | Breaker/Switch | 23 | 77 | ElmCoup
ElmArea | Area | 3 | 16 | ElmArea
ElmComp | Composite Model | 26 | 26 | ElmComp
ElmDsl | DSL Model | 47 | 55 | ElmDsl
StaCubic | Cubicle | 687 | 10 | StaCubic
StaSwitch | Switch | 274 | 4 | StaSwitch
TypLne | Line Type | 6 | 76 | TypLne
TypSym | Synchronous Machine Type | 5 | 174 | TypSym
TypTr2 | 2-Winding Transformer Type | 11 | 172 | TypTr2
BlkDef | DSL Model Type | 39 | 52 | BlkDef
ComInc | Calculation of Initial Conditions | 1 | 134 | ComInc
ComLdf | Load Flow Calculation | 1 | 134 | ComLdf
ComSim | Run Simulation | 1 | 20 | ComSim
EvtSwitch | Switch Event | 1 | 41 | EvtSwitch
IntEvt | Simulation Events/Fault | 1 | 16 | IntEvt
IntQlim | Capability Curve | 1 | 84 | IntQlim
SetPrj | Project Settings | 1 | 107 | SetPrj
SetTime | Study Time | 1 | 24 | SetTime

## Topology
element | class | _path | typ_id | outserv | on_off | n_connections | terminal_1 | terminal_1_kV | connected_1 | terminal_1_path | terminal_2 | terminal_2_kV | connected_2 | terminal_2_path
T1 | ElmTr2 | Network Model.IntPrjfolder\Network Data.IntPrjfolder\Main Grid.ElmNet\T1.ElmTr2 | Library.IntPrjfolder\Equipment Type Library.IntPrjfolder\GT 0.4/20kV 630 kVA.TypTr2 | 0 |  | 2 | Bus2 | 20 | 1 | Network Model.IntPrjfolder\Network Data.IntPrjfolder\Main Grid.ElmNet\Bus2.ElmTerm | Bus1 | 0.4 | 1 | Network Model.IntPrjfolder\Network Data.IntPrjfolder\Main Grid.ElmNet\Bus1.ElmTerm
T2 | ElmTr2 | Network Model.IntPrjfolder\Network Data.IntPrjfolder\Main Grid.ElmNet\T2.ElmTr2 | Library.IntPrjfolder\Equipment Type Library.IntPrjfolder\GT 0.4/20kV 630 kVA.TypTr2 | 0 |  | 2 | Bus2 | 20 | 1 | Network Model.IntPrjfolder\Network Data.IntPrjfolder\Main Grid.ElmNet\Bus2.ElmTerm | Terminal(3) | 0.4 | 1 | Network Model.IntPrjfolder\Network Data.IntPrjfolder\Main Grid.ElmNet\Terminal(3).ElmTerm
T4 | ElmTr2 | Network Model.IntPrjfolder\Network Data.IntPrjfolder\Main Grid.ElmNet\T4.ElmTr2 | Library.IntPrjfolder\Equipment Type Library.IntPrjfolder\GT 0.4/20kV 800 kVA.TypTr2 | 0 |  | 2 | Bus3 | 20 | 1 | Network Model.IntPrjfolder\Network Data.IntPrjfolder\Main Grid.ElmNet\Bus3.ElmTerm | Bus6 | 0.4 | 1 | Network Model.IntPrjfolder\Network Data.IntPrjfolder\Main Grid.ElmNet\Bus6.ElmTerm
T5 | ElmTr2 | Network Model.IntPrjfolder\Network Data.IntPrjfolder\Main Grid.ElmNet\T5.ElmTr2 | Library.IntPrjfolder\Equipment Type Library.IntPrjfolder\GT 0.4/20kV 800 kVA.TypTr2 | 0 |  | 2 | Bus3 | 20 | 1 | Network Model.IntPrjfolder\Network Data.IntPrjfolder\Main Grid.ElmNet\Bus3.ElmTerm | Bus7 | 0.4 | 1 | Network Model.IntPrjfolder\Network Data.IntPrjfolder\Main Grid.ElmNet\Bus7.ElmTerm
T9 | ElmTr2 | Network Model.IntPrjfolder\Network Data.IntPrjfolder\Main Grid.ElmNet\T9.ElmTr2 | Library.IntPrjfolder\Equipment Type Library.IntPrjfolder\GT 0.4/20kV 800 kVA.TypTr2 | 0 |  | 2 | Bus9 | 20 | 1 | Network Model.IntPrjfolder\Network Data.IntPrjfolder\Main Grid.ElmNet\Bus9.ElmTerm | Bus18 | 0.4 | 1 | Network Model.IntPrjfolder\Network Data.IntPrjfolder\Main Grid.ElmNet\Bus18.ElmTerm
T8 | ElmTr2 | Network Model.IntPrjfolder\Network Data.IntPrjfolder\Main Grid.ElmNet\T8.ElmTr2 | Library.IntPrjfolder\Equipment Type Library.IntPrjfolder\GT 0.4/20kV 800 kVA.TypTr2 | 0 |  | 2 | Bus9 | 20 | 1 | Network Model.IntPrjfolder\Network Data.IntPrjfolder\Main Grid.ElmNet\Bus9.ElmTerm | Bus12 | 0.4 | 1 | Network Model.IntPrjfolder\Network Data.IntPrjfolder\Main Grid.ElmNet\Bus12.ElmTerm
T11 | ElmTr2 | Network Model.IntPrjfolder\Network Data.IntPrjfolder\Main Grid.ElmNet\T11.ElmTr2 | Library.IntPrjfolder\Equipment Type Library.IntPrjfolder\GT 0.4/20kV 800 kVA.TypTr2 | 0 |  | 2 | Bus9 | 20 | 1 | Network Model.IntPrjfolder\Network Data.IntPrjfolder\Main Grid.ElmNet\Bus9.ElmTerm | Bus33 | 0.4 | 1 | Network Model.IntPrjfolder\Network Data.IntPrjfolder\Main Grid.ElmNet\Bus33.ElmTerm
T12 | ElmTr2 | Network Model.IntPrjfolder\Network Data.IntPrjfolder\Main Grid.ElmNet\T12.ElmTr2 | Library.IntPrjfolder\Equipment Type Library.IntPrjfolder\GT 0.4/20kV 1000 kVA.TypTr2 | 0 |  | 2 | Bus9 | 20 | 1 | Network Model.IntPrjfolder\Network Data.IntPrjfolder\Main Grid.ElmNet\Bus9.ElmTerm | Bus34 | 0.4 | 1 | Network Model.IntPrjfolder\Network Data.IntPrjfolder\Main Grid.ElmNet\Bus34.ElmTerm
0014 | ElmTr2 | Network Model.IntPrjfolder\Network Data.IntPrjfolder\Main Grid.ElmNet\0014.ElmTr2 | Library.IntPrjfolder\Equipment Type Library.IntPrjfolder\LT 20kV/0.4kV 100 kVA.TypTr2 | 0 |  | 2 | Bus188 | 20 | 1 | Network Model.IntPrjfolder\Network Data.IntPrjfolder\Main Grid.ElmNet\Bus188.ElmTerm | Bus187 | 0.4 | 1 | Network Model.IntPrjfolder\Network Data.IntPrjfolder\Main Grid.ElmNet\Bus187.ElmTerm
0015 | ElmTr2 | Network Model.IntPrjfolder\Network Data.IntPrjfolder\Main Grid.ElmNet\0015.ElmTr2 | Library.IntPrjfolder\Equipment Type Library.IntPrjfolder\LT 20kV/0.4kV 50 kVA.TypTr2 | 0 |  | 2 | Bus192 | 20 | 1 | Network Model.IntPrjfolder\Network Data.IntPrjfolder\Main Grid.ElmNet\Bus192.ElmTerm | Bus191 | 0.4 | 1 | Network Model.IntPrjfolder\Network Data.IntPrjfolder\Main Grid.ElmNet\Bus191.ElmTerm
0016 | ElmTr2 | Network Model.IntPrjfolder\Network Data.IntPrjfolder\Main Grid.ElmNet\0016.ElmTr2 | Library.IntPrjfolder\Equipment Type Library.IntPrjfolder\LT 20kV/0.4kV 100 kVA.TypTr2 | 0 |  | 2 | Bus27 | 20 | 1 | Network Model.IntPrjfolder\Network Data.IntPrjfolder\Main Grid.ElmNet\Bus27.ElmTerm | Bus29 | 0.4 | 1 | Network Model.IntPrjfolder\Network Data.IntPrjfolder\Main Grid.ElmNet\Bus29.ElmTerm
0083 | ElmTr2 | Network Model.IntPrjfolder\Network Data.IntPrjfolder\Main Grid.ElmNet\0083.ElmTr2 | Library.IntPrjfolder\Equipment Type Library.IntPrjfolder\LT 20kV/0.4kV 100 kVA.TypTr2 | 0 |  | 2 | Bus31 | 20 | 1 | Network Model.IntPrjfolder\Network Data.IntPrjfolder\Main Grid.ElmNet\Bus31.ElmTerm | Bus30 | 0.4 | 1 | Network Model.IntPrjfolder\Network Data.IntPrjfolder\Main Grid.ElmNet\Bus30.ElmTerm
0017 | ElmTr2 | Network Model.IntPrjfolder\Network Data.IntPrjfolder\Main Grid.ElmNet\0017.ElmTr2 | Library.IntPrjfolder\Equipment Type Library.IntPrjfolder\LT 20kV/0.4kV 100 kVA.TypTr2 | 0 |  | 2 | Bus194 | 20 | 1 | Network Model.IntPrjfolder\Network Data.IntPrjfolder\Main Grid.ElmNet\Bus194.ElmTerm | Bus195 | 0.4 | 1 | Network Model.IntPrjfolder\Network Data.IntPrjfolder\Main Grid.ElmNet\Bus195.ElmTerm
0018 | ElmTr2 | Network Model.IntPrjfolder\Network Data.IntPrjfolder\Main Grid.ElmNet\0018.ElmTr2 | Library.IntPrjfolder\Equipment Type Library.IntPrjfolder\LT 20kV/0.4kV 100 kVA.TypTr2 | 0 |  | 2 | Bus41 | 20 | 1 | Network Model.IntPrjfolder\Network Data.IntPrjfolder\Main Grid.ElmNet\Bus41.ElmTerm | Bus40 | 0.4 | 1 | Network Model.IntPrjfolder\Network Data.IntPrjfolder\Main Grid.ElmNet\Bus40.ElmTerm
0019 | ElmTr2 | Network Model.IntPrjfolder\Network Data.IntPrjfolder\Main Grid.ElmNet\0019.ElmTr2 | Library.IntPrjfolder\Equipment Type Library.IntPrjfolder\LT 20kV/0.4kV 250 kVA.TypTr2 | 0 |  | 2 | Bus198 | 20 | 1 | Network Model.IntPrjfolder\Network Data.IntPrjfolder\Main Grid.ElmNet\Bus198.ElmTerm | Bus197 | 0.4 | 1 | Network Model.IntPrjfolder\Network Data.IntPrjfolder\Main Grid.ElmNet\Bus197.ElmTerm
0028 | ElmTr2 | Network Model.IntPrjfolder\Network Data.IntPrjfolder\Main Grid.ElmNet\0028.ElmTr2 | Library.IntPrjfolder\Equipment Type Library.IntPrjfolder\LT 20kV/0.4kV 160 kVA.TypTr2 | 0 |  | 2 | Bus49 | 20 | 1 | Network Model.IntPrjfolder\Network Data.IntPrjfolder\Main Grid.ElmNet\Bus49.ElmTerm | Bus45 | 0.4 | 1 | Network Model.IntPrjfolder\Network Data.IntPrjfolder\Main Grid.ElmNet\Bus45.ElmTerm
0079 | ElmTr2 | Network Model.IntPrjfolder\Network Data.IntPrjfolder\Main Grid.ElmNet\0079.ElmTr2 | Library.IntPrjfolder\Equipment Type Library.IntPrjfolder\LT 20kV/0.4kV 250 kVA.TypTr2 | 0 |  | 2 | Bus201 | 20 | 1 | Network Model.IntPrjfolder\Network Data.IntPrjfolder\Main Grid.ElmNet\Bus201.ElmTerm | Bus47 | 0.4 | 1 | Network Model.IntPrjfolder\Network Data.IntPrjfolder\Main Grid.ElmNet\Bus47.ElmTerm
0029 | ElmTr2 | Network Model.IntPrjfolder\Network Data.IntPrjfolder\Main Grid.ElmNet\0029.ElmTr2 | Library.IntPrjfolder\Equipment Type Library.IntPrjfolder\LT 20kV/0.4kV 100 kVA.TypTr2 | 0 |  | 2 | Bus202 | 20 | 1 | Network Model.IntPrjfolder\Network Data.IntPrjfolder\Main Grid.ElmNet\Bus202.ElmTerm | Bus200 | 0.4 | 1 | Network Model.IntPrjfolder\Network Data.IntPrjfolder\Main Grid.ElmNet\Bus200.ElmTerm
0030 | ElmTr2 | Network Model.IntPrjfolder\Network Data.IntPrjfolder\Main Grid.ElmNet\0030.ElmTr2 | Library.IntPrjfolder\Equipment Type Library.IntPrjfolder\LT 20kV/0.4kV 100 kVA.TypTr2 | 0 |  | 2 | Bus205 | 20 | 1 | Network Model.IntPrjfolder\Network Data.IntPrjfolder\Main Grid.ElmNet\Bus205.ElmTerm | Bus204 | 0.4 | 1 | Network Model.IntPrjfolder\Network Data.IntPrjfolder\Main Grid.ElmNet\Bus204.ElmTerm
0020 | ElmTr2 | Network Model.IntPrjfolder\Network Data.IntPrjfolder\Main Grid.ElmNet\0020.ElmTr2 | Library.IntPrjfolder\Equipment Type Library.IntPrjfolder\LT 20kV/0.4kV 250 kVA.TypTr2 | 0 |  | 2 | Bus63 | 20 | 1 | Network Model.IntPrjfolder\Network Data.IntPrjfolder\Main Grid.ElmNet\Bus63.ElmTerm | Bus62 | 0.4 | 1 | Network Model.IntPrjfolder\Network Data.IntPrjfolder\Main Grid.ElmNet\Bus62.ElmTerm
0021 | ElmTr2 | Network Model.IntPrjfolder\Network Data.IntPrjfolder\Main Grid.ElmNet\0021.ElmTr2 | Library.IntPrjfolder\Equipment Type Library.IntPrjfolder\LT 20kV/0.4kV 100 kVA.TypTr2 | 0 |  | 2 | Bus206 | 20 | 1 | Network Model.IntPrjfolder\Network Data.IntPrjfolder\Main Grid.ElmNet\Bus206.ElmTerm | Bus66 | 0.4 | 1 | Network Model.IntPrjfolder\Network Data.IntPrjfolder\Main Grid.ElmNet\Bus66.ElmTerm
0022 | ElmTr2 | Network Model.IntPrjfolder\Network Data.IntPrjfolder\Main Grid.ElmNet\0022.ElmTr2 | Library.IntPrjfolder\Equipment Type Library.IntPrjfolder\LT 20kV/0.4kV 100 kVA.TypTr2 | 0 |  | 2 | Bus71 | 20 | 1 | Network Model.IntPrjfolder\Network Data.IntPrjfolder\Main Grid.ElmNet\Bus71.ElmTerm | Bus70 | 0.4 | 1 | Network Model.IntPrjfolder\Network Data.IntPrjfolder\Main Grid.ElmNet\Bus70.ElmTerm
0023 | ElmTr2 | Network Model.IntPrjfolder\Network Data.IntPrjfolder\Main Grid.ElmNet\0023.ElmTr2 | Library.IntPrjfolder\Equipment Type Library.IntPrjfolder\LT 20kV/0.4kV 100 kVA.TypTr2 | 0 |  | 2 | Bus209 | 20 | 1 | Network Model.IntPrjfolder\Network Data.IntPrjfolder\Main Grid.ElmNet\Bus209.ElmTerm | Bus208 | 0.4 | 1 | Network Model.IntPrjfolder\Network Data.IntPrjfolder\Main Grid.ElmNet\Bus208.ElmTerm
0091 | ElmTr2 | Network Model.IntPrjfolder\Network Data.IntPrjfolder\Main Grid.ElmNet\0091.ElmTr2 | Library.IntPrjfolder\Equipment Type Library.IntPrjfolder\LT 20kV/0.4kV 100 kVA.TypTr2 | 0 |  | 2 | Bus213 | 20 | 1 | Network Model.IntPrjfolder\Network Data.IntPrjfolder\Main Grid.ElmNet\Bus213.ElmTerm | Bus212 | 0.4 | 1 | Network Model.IntPrjfolder\Network Data.IntPrjfolder\Main Grid.ElmNet\Bus212.ElmTerm
0024 | ElmTr2 | Network Model.IntPrjfolder\Network Data.IntPrjfolder\Main Grid.ElmNet\0024.ElmTr2 | Library.IntPrjfolder\Equipment Type Library.IntPrjfolder\LT 20kV/0.4kV 25 kVA.TypTr2 | 0 |  | 2 | Bus216 | 20 | 1 | Network Model.IntPrjfolder\Network Data.IntPrjfolder\Main Grid.ElmNet\Bus216.ElmTerm | Bus215 | 0.4 | 1 | Network Model.IntPrjfolder\Network Data.IntPrjfolder\Main Grid.ElmNet\Bus215.ElmTerm
0025 | ElmTr2 | Network Model.IntPrjfolder\Network Data.IntPrjfolder\Main Grid.ElmNet\0025.ElmTr2 | Library.IntPrjfolder\Equipment Type Library.IntPrjfolder\LT 20kV/0.4kV 50 kVA.TypTr2 | 0 |  | 2 | Bus219 | 20 | 1 | Network Model.IntPrjfolder\Network Data.IntPrjfolder\Main Grid.ElmNet\Bus219.ElmTerm | Terminal(9) | 0.4 | 1 | Network Model.IntPrjfolder\Network Data.IntPrjfolder\Main Grid.ElmNet\Terminal(9).ElmTerm
0027 | ElmTr2 | Network Model.IntPrjfolder\Network Data.IntPrjfolder\Main Grid.ElmNet\0027.ElmTr2 | Library.IntPrjfolder\Equipment Type Library.IntPrjfolder\LT 20kV/0.4kV 50 kVA.TypTr2 | 0 |  | 2 | Bus223 | 20 | 1 | Network Model.IntPrjfolder\Network Data.IntPrjfolder\Main Grid.ElmNet\Bus223.ElmTerm | Bus222 | 0.4 | 1 | Network Model.IntPrjfolder\Network Data.IntPrjfolder\Main Grid.ElmNet\Bus222.ElmTerm
0026 | ElmTr2 | Network Model.IntPrjfolder\Network Data.IntPrjfolder\Main Grid.ElmNet\0026.ElmTr2 | Library.IntPrjfolder\Equipment Type Library.IntPrjfolder\LT 20kV/0.4kV 50 kVA.TypTr2 | 0 |  | 2 | Bus227 | 20 | 1 | Network Model.IntPrjfolder\Network Data.IntPrjfolder\Main Grid.ElmNet\Bus227.ElmTerm | Bus226 | 0.4 | 1 | Network Model.IntPrjfolder\Network Data.IntPrjfolder\Main Grid.ElmNet\Bus226.ElmTerm
0031 | ElmTr2 | Network Model.IntPrjfolder\Network Data.IntPrjfolder\Main Grid.ElmNet\0031.ElmTr2 | Library.IntPrjfolder\Equipment Type Library.IntPrjfolder\LT 20kV/0.4kV 100 kVA.TypTr2 | 0 |  | 2 | Bus184 | 20 | 1 | Network Model.IntPrjfolder\Network Data.IntPrjfolder\Main Grid.ElmNet\Bus184.ElmTerm | Bus13 | 0.4 | 1 | Network Model.IntPrjfolder\Network Data.IntPrjfolder\Main Grid.ElmNet\Bus13.ElmTerm
0075 | ElmTr2 | Network Model.IntPrjfolder\Network Data.IntPrjfolder\Main Grid.ElmNet\0075.ElmTr2 | Library.IntPrjfolder\Equipment Type Library.IntPrjfolder\LT 20kV/0.4kV 100 kVA.TypTr2 | 0 |  | 2 | Bus229 | 20 | 1 | Network Model.IntPrjfolder\Network Data.IntPrjfolder\Main Grid.ElmNet\Bus229.ElmTerm | Bus15 | 0.4 | 1 | Network Model.IntPrjfolder\Network Data.IntPrjfolder\Main Grid.ElmNet\Bus15.ElmTerm
0032 | ElmTr2 | Network Model.IntPrjfolder\Network Data.IntPrjfolder\Main Grid.ElmNet\0032.ElmTr2 | Library.IntPrjfolder\Equipment Type Library.IntPrjfolder\LT 20kV/0.4kV 50 kVA.TypTr2 | 0 |  | 2 | Bus28 | 20 | 1 | Network Model.IntPrjfolder\Network Data.IntPrjfolder\Main Grid.ElmNet\Bus28.ElmTerm | Bus26 | 0.4 | 1 | Network Model.IntPrjfolder\Network Data.IntPrjfolder\Main Grid.ElmNet\Bus26.ElmTerm
0076 | ElmTr2 | Network Model.IntPrjfolder\Network Data.IntPrjfolder\Main Grid.ElmNet\0076.ElmTr2 | Library.IntPrjfolder\Equipment Type Library.IntPrjfolder\LT 20kV/0.4kV 50 kVA.TypTr2 | 0 |  | 2 | Bus231 | 20 | 1 | Network Model.IntPrjfolder\Network Data.IntPrjfolder\Main Grid.ElmNet\Bus231.ElmTerm | Bus32 | 0.4 | 1 | Network Model.IntPrjfolder\Network Data.IntPrjfolder\Main Grid.ElmNet\Bus32.ElmTerm
0033 | ElmTr2 | Network Model.IntPrjfolder\Network Data.IntPrjfolder\Main Grid.ElmNet\0033.ElmTr2 | Library.IntPrjfolder\Equipment Type Library.IntPrjfolder\LT 20kV/0.4kV 200 kVA.TypTr2 | 0 |  | 2 | Bus234 | 20 | 1 | Network Model.IntPrjfolder\Network Data.IntPrjfolder\Main Grid.ElmNet\Bus234.ElmTerm | Bus233 | 0.4 | 1 | Network Model.IntPrjfolder\Network Data.IntPrjfolder\Main Grid.ElmNet\Bus233.ElmTerm
0034 | ElmTr2 | Network Model.IntPrjfolder\Network Data.IntPrjfolder\Main Grid.ElmNet\0034.ElmTr2 | Library.IntPrjfolder\Equipment Type Library.IntPrjfolder\LT 20kV/0.4kV 100 kVA.TypTr2 | 0 |  | 2 | Bus74 | 20 | 1 | Network Model.IntPrjfolder\Network Data.IntPrjfolder\Main Grid.ElmNet\Bus74.ElmTerm | Bus72 | 0.4 | 1 | Network Model.IntPrjfolder\Network Data.IntPrjfolder\Main Grid.ElmNet\Bus72.ElmTerm
0035 | ElmTr2 | Network Model.IntPrjfolder\Network Data.IntPrjfolder\Main Grid.ElmNet\0035.ElmTr2 | Library.IntPrjfolder\Equipment Type Library.IntPrjfolder\LT 20kV/0.4kV 50 kVA.TypTr2 | 0 |  | 2 | Bus78 | 20 | 1 | Network Model.IntPrjfolder\Network Data.IntPrjfolder\Main Grid.ElmNet\Bus78.ElmTerm | Bus77 | 0.4 | 1 | Network Model.IntPrjfolder\Network Data.IntPrjfolder\Main Grid.ElmNet\Bus77.ElmTerm
0036 | ElmTr2 | Network Model.IntPrjfolder\Network Data.IntPrjfolder\Main Grid.ElmNet\0036.ElmTr2 | Library.IntPrjfolder\Equipment Type Library.IntPrjfolder\LT 20kV/0.4kV 100 kVA.TypTr2 | 0 |  | 2 | Bus238 | 20 | 1 | Network Model.IntPrjfolder\Network Data.IntPrjfolder\Main Grid.ElmNet\Bus238.ElmTerm | Bus237 | 0.4 | 1 | Network Model.IntPrjfolder\Network Data.IntPrjfolder\Main Grid.ElmNet\Bus237.ElmTerm
0037 | ElmTr2 | Network Model.IntPrjfolder\Network Data.IntPrjfolder\Main Grid.ElmNet\0037.ElmTr2 | Library.IntPrjfolder\Equipment Type Library.IntPrjfolder\LT 20kV/0.4kV 50 kVA.TypTr2 | 0 |  | 2 | Bus39 | 20 | 1 | Network Model.IntPrjfolder\Network Data.IntPrjfolder\Main Grid.ElmNet\Bus39.ElmTerm | Bus38 | 0.4 | 1 | Network Model.IntPrjfolder\Network Data.IntPrjfolder\Main Grid.ElmNet\Bus38.ElmTerm
0038 | ElmTr2 | Network Model.IntPrjfolder\Network Data.IntPrjfolder\Main Grid.ElmNet\0038.ElmTr2 | Library.IntPrjfolder\Equipment Type Library.IntPrjfolder\LT 20kV/0.4kV 50 kVA.TypTr2 | 0 |  | 2 | Bus82 | 20 | 1 | Network Model.IntPrjfolder\Network Data.IntPrjfolder\Main Grid.ElmNet\Bus82.ElmTerm | Bus81 | 0.4 | 1 | Network Model.IntPrjfolder\Network Data.IntPrjfolder\Main Grid.ElmNet\Bus81.ElmTerm
0041 | ElmTr2 | Network Model.IntPrjfolder\Network Data.IntPrjfolder\Main Grid.ElmNet\0041.ElmTr2 | Library.IntPrjfolder\Equipment Type Library.IntPrjfolder\LT 20kV/0.4kV 50 kVA.TypTr2 | 0 |  | 2 | Bus91 | 20 | 1 | Network Model.IntPrjfolder\Network Data.IntPrjfolder\Main Grid.ElmNet\Bus91.ElmTerm | Bus90 | 0.4 | 1 | Network Model.IntPrjfolder\Network Data.IntPrjfolder\Main Grid.ElmNet\Bus90.ElmTerm
0087 | ElmTr2 | Network Model.IntPrjfolder\Network Data.IntPrjfolder\Main Grid.ElmNet\0087.ElmTr2 | Library.IntPrjfolder\Equipment Type Library.IntPrjfolder\LT 20kV/0.4kV 100 kVA.TypTr2 | 0 |  | 2 | Bus241 | 20 | 1 | Network Model.IntPrjfolder\Network Data.IntPrjfolder\Main Grid.ElmNet\Bus241.ElmTerm | Bus92 | 0.4 | 1 | Network Model.IntPrjfolder\Network Data.IntPrjfolder\Main Grid.ElmNet\Bus92.ElmTerm
0042 | ElmTr2 | Network Model.IntPrjfolder\Network Data.IntPrjfolder\Main Grid.ElmNet\0042.ElmTr2 | Library.IntPrjfolder\Equipment Type Library.IntPrjfolder\LT 20kV/0.4kV 100 kVA.TypTr2 | 0 |  | 2 | Bus244 | 20 | 1 | Network Model.IntPrjfolder\Network Data.IntPrjfolder\Main Grid.ElmNet\Bus244.ElmTerm | Bus243 | 0.4 | 1 | Network Model.IntPrjfolder\Network Data.IntPrjfolder\Main Grid.ElmNet\Bus243.ElmTerm
0092 | ElmTr2 | Network Model.IntPrjfolder\Network Data.IntPrjfolder\Main Grid.ElmNet\0092.ElmTr2 | Library.IntPrjfolder\Equipment Type Library.IntPrjfolder\LT 20kV/0.4kV 100 kVA.TypTr2 | 0 |  | 2 | Bus247 | 20 | 1 | Network Model.IntPrjfolder\Network Data.IntPrjfolder\Main Grid.ElmNet\Bus247.ElmTerm | Bus246 | 0.4 | 1 | Network Model.IntPrjfolder\Network Data.IntPrjfolder\Main Grid.ElmNet\Bus246.ElmTerm
0095 | ElmTr2 | Network Model.IntPrjfolder\Network Data.IntPrjfolder\Main Grid.ElmNet\0095.ElmTr2 | Library.IntPrjfolder\Equipment Type Library.IntPrjfolder\LT 20kV/0.4kV 100 kVA.TypTr2 | 0 |  | 2 | Bus250 | 20 | 1 | Network Model.IntPrjfolder\Network Data.IntPrjfolder\Main Grid.ElmNet\Bus250.ElmTerm | Bus249 | 0.4 | 1 | Network Model.IntPrjfolder\Network Data.IntPrjfolder\Main Grid.ElmNet\Bus249.ElmTerm
0093 | ElmTr2 | Network Model.IntPrjfolder\Network Data.IntPrjfolder\Main Grid.ElmNet\0093.ElmTr2 | Library.IntPrjfolder\Equipment Type Library.IntPrjfolder\LT 20kV/0.4kV 100 kVA.TypTr2 | 0 |  | 2 | Bus254 | 20 | 1 | Network Model.IntPrjfolder\Network Data.IntPrjfolder\Main Grid.ElmNet\Bus254.ElmTerm | Bus253 | 0.4 | 1 | Network Model.IntPrjfolder\Network Data.IntPrjfolder\Main Grid.ElmNet\Bus253.ElmTerm
0094 | ElmTr2 | Network Model.IntPrjfolder\Network Data.IntPrjfolder\Main Grid.ElmNet\0094.ElmTr2 | Library.IntPrjfolder\Equipment Type Library.IntPrjfolder\LT 20kV/0.4kV 100 kVA.TypTr2 | 0 |  | 2 | Bus257 | 20 | 1 | Network Model.IntPrjfolder\Network Data.IntPrjfolder\Main Grid.ElmNet\Bus257.ElmTerm | Bus256 | 0.4 | 1 | Network Model.IntPrjfolder\Network Data.IntPrjfolder\Main Grid.ElmNet\Bus256.ElmTerm
0039 | ElmTr2 | Network Model.IntPrjfolder\Network Data.IntPrjfolder\Main Grid.ElmNet\0039.ElmTr2 | Library.IntPrjfolder\Equipment Type Library.IntPrjfolder\LT 20kV/0.4kV 100 kVA.TypTr2 | 0 |  | 2 | Bus84 | 20 | 1 | Network Model.IntPrjfolder\Network Data.IntPrjfolder\Main Grid.ElmNet\Bus84.ElmTerm | Bus83 | 0.4 | 1 | Network Model.IntPrjfolder\Network Data.IntPrjfolder\Main Grid.ElmNet\Bus83.ElmTerm
0040 | ElmTr2 | Network Model.IntPrjfolder\Network Data.IntPrjfolder\Main Grid.ElmNet\0040.ElmTr2 | Library.IntPrjfolder\Equipment Type Library.IntPrjfolder\LT 20kV/0.4kV 100 kVA.TypTr2 | 0 |  | 2 | Bus86 | 20 | 1 | Network Model.IntPrjfolder\Network Data.IntPrjfolder\Main Grid.ElmNet\Bus86.ElmTerm | Bus85 | 0.4 | 1 | Network Model.IntPrjfolder\Network Data.IntPrjfolder\Main Grid.ElmNet\Bus85.ElmTerm
0096 | ElmTr2 | Network Model.IntPrjfolder\Network Data.IntPrjfolder\Main Grid.ElmNet\0096.ElmTr2 | Library.IntPrjfolder\Equipment Type Library.IntPrjfolder\LT 20kV/0.4kV 100 kVA.TypTr2 | 0 |  | 2 | Bus262 | 20 | 1 | Network Model.IntPrjfolder\Network Data.IntPrjfolder\Main Grid.ElmNet\Bus262.ElmTerm | Bus260 | 0.4 | 1 | Network Model.IntPrjfolder\Network Data.IntPrjfolder\Main Grid.ElmNet\Bus260.ElmTerm
0043 | ElmTr2 | Network Model.IntPrjfolder\Network Data.IntPrjfolder\Main Grid.ElmNet\0043.ElmTr2 | Library.IntPrjfolder\Equipment Type Library.IntPrjfolder\LT 20kV/0.4kV 50 kVA.TypTr2 | 0 |  | 2 | Bus88 | 20 | 1 | Network Model.IntPrjfolder\Network Data.IntPrjfolder\Main Grid.ElmNet\Bus88.ElmTerm | Bus87 | 0.4 | 1 | Network Model.IntPrjfolder\Network Data.IntPrjfolder\Main Grid.ElmNet\Bus87.ElmTerm
0044 | ElmTr2 | Network Model.IntPrjfolder\Network Data.IntPrjfolder\Main Grid.ElmNet\0044.ElmTr2 | Library.IntPrjfolder\Equipment Type Library.IntPrjfolder\LT 20kV/0.4kV 50 kVA.TypTr2 | 0 |  | 2 | Bus95 | 20 | 1 | Network Model.IntPrjfolder\Network Data.IntPrjfolder\Main Grid.ElmNet\Bus95.ElmTerm | Bus94 | 0.4 | 1 | Network Model.IntPrjfolder\Network Data.IntPrjfolder\Main Grid.ElmNet\Bus94.ElmTerm
0045 | ElmTr2 | Network Model.IntPrjfolder\Network Data.IntPrjfolder\Main Grid.ElmNet\0045.ElmTr2 | Library.IntPrjfolder\Equipment Type Library.IntPrjfolder\LT 20kV/0.4kV 100 kVA.TypTr2 | 0 |  | 2 | Bus97 | 20 | 1 | Network Model.IntPrjfolder\Network Data.IntPrjfolder\Main Grid.ElmNet\Bus97.ElmTerm | Bus96 | 0.4 | 1 | Network Model.IntPrjfolder\Network Data.IntPrjfolder\Main Grid.ElmNet\Bus96.ElmTerm
00104 | ElmTr2 | Network Model.IntPrjfolder\Network Data.IntPrjfolder\Main Grid.ElmNet\00104.ElmTr2 | Library.IntPrjfolder\Equipment Type Library.IntPrjfolder\LT 20kV/0.4kV 250 kVA.TypTr2 | 0 |  | 2 | Terminal(16) | 20 | 1 | Network Model.IntPrjfolder\Network Data.IntPrjfolder\Main Grid.ElmNet\Terminal(16).ElmTerm | Bus268 | 0.4 | 1 | Network Model.IntPrjfolder\Network Data.IntPrjfolder\Main Grid.ElmNet\Bus268.ElmTerm
0046 | ElmTr2 | Network Model.IntPrjfolder\Network Data.IntPrjfolder\Main Grid.ElmNet\0046.ElmTr2 | Library.IntPrjfolder\Equipment Type Library.IntPrjfolder\LT 20kV/0.4kV 25 kVA.TypTr2 | 0 |  | 2 | Bus99 | 20 | 1 | Network Model.IntPrjfolder\Network Data.IntPrjfolder\Main Grid.ElmNet\Bus99.ElmTerm | Bus98 | 0.4 | 1 | Network Model.IntPrjfolder\Network Data.IntPrjfolder\Main Grid.ElmNet\Bus98.ElmTerm
0047 | ElmTr2 | Network Model.IntPrjfolder\Network Data.IntPrjfolder\Main Grid.ElmNet\0047.ElmTr2 | Library.IntPrjfolder\Equipment Type Library.IntPrjfolder\LT 20kV/0.4kV 160 kVA.TypTr2 | 0 |  | 2 | Bus101 | 20 | 1 | Network Model.IntPrjfolder\Network Data.IntPrjfolder\Main Grid.ElmNet\Bus101.ElmTerm | Bus100 | 0.4 | 1 | Network Model.IntPrjfolder\Network Data.IntPrjfolder\Main Grid.ElmNet\Bus100.ElmTerm
0077 | ElmTr2 | Network Model.IntPrjfolder\Network Data.IntPrjfolder\Main Grid.ElmNet\0077.ElmTr2 | Library.IntPrjfolder\Equipment Type Library.IntPrjfolder\LT 20kV/0.4kV 100 kVA.TypTr2 | 0 |  | 2 | Bus105 | 20 | 1 | Network Model.IntPrjfolder\Network Data.IntPrjfolder\Main Grid.ElmNet\Bus105.ElmTerm | Bus104 | 0.4 | 1 | Network Model.IntPrjfolder\Network Data.IntPrjfolder\Main Grid.ElmNet\Bus104.ElmTerm
0082 | ElmTr2 | Network Model.IntPrjfolder\Network Data.IntPrjfolder\Main Grid.ElmNet\0082.ElmTr2 | Library.IntPrjfolder\Equipment Type Library.IntPrjfolder\LT 20kV/0.4kV 25 kVA.TypTr2 | 0 |  | 2 | Terminal(17) | 20 | 1 | Network Model.IntPrjfolder\Network Data.IntPrjfolder\Main Grid.ElmNet\Terminal(17).ElmTerm | Bus272 | 0.4 | 1 | Network Model.IntPrjfolder\Network Data.IntPrjfolder\Main Grid.ElmNet\Bus272.ElmTerm
0048 | ElmTr2 | Network Model.IntPrjfolder\Network Data.IntPrjfolder\Main Grid.ElmNet\0048.ElmTr2 | Library.IntPrjfolder\Equipment Type Library.IntPrjfolder\LT 20kV/0.4kV 50 kVA.TypTr2 | 0 |  | 2 | Bus276 | 20 | 1 | Network Model.IntPrjfolder\Network Data.IntPrjfolder\Main Grid.ElmNet\Bus276.ElmTerm | Bus275 | 0.4 | 1 | Network Model.IntPrjfolder\Network Data.IntPrjfolder\Main Grid.ElmNet\Bus275.ElmTerm
0097 | ElmTr2 | Network Model.IntPrjfolder\Network Data.IntPrjfolder\Main Grid.ElmNet\0097.ElmTr2 | Library.IntPrjfolder\Equipment Type Library.IntPrjfolder\LT 20kV/0.4kV 100 kVA.TypTr2 | 0 |  | 2 | Bus279 | 20 | 1 | Network Model.IntPrjfolder\Network Data.IntPrjfolder\Main Grid.ElmNet\Bus279.ElmTerm | Bus278 | 0.4 | 1 | Network Model.IntPrjfolder\Network Data.IntPrjfolder\Main Grid.ElmNet\Bus278.ElmTerm
0049 | ElmTr2 | Network Model.IntPrjfolder\Network Data.IntPrjfolder\Main Grid.ElmNet\0049.ElmTr2 | Library.IntPrjfolder\Equipment Type Library.IntPrjfolder\LT 20kV/0.4kV 100 kVA.TypTr2 | 0 |  | 2 | Bus103 | 20 | 1 | Network Model.IntPrjfolder\Network Data.IntPrjfolder\Main Grid.ElmNet\Bus103.ElmTerm | Bus102 | 0.4 | 1 | Network Model.IntPrjfolder\Network Data.IntPrjfolder\Main Grid.ElmNet\Bus102.ElmTerm
0050 | ElmTr2 | Network Model.IntPrjfolder\Network Data.IntPrjfolder\Main Grid.ElmNet\0050.ElmTr2 | Library.IntPrjfolder\Equipment Type Library.IntPrjfolder\LT 20kV/0.4kV 100 kVA.TypTr2 | 0 |  | 2 | Bus107 | 20 | 1 | Network Model.IntPrjfolder\Network Data.IntPrjfolder\Main Grid.ElmNet\Bus107.ElmTerm | Bus106 | 0.4 | 1 | Network Model.IntPrjfolder\Network Data.IntPrjfolder\Main Grid.ElmNet\Bus106.ElmTerm
0051 | ElmTr2 | Network Model.IntPrjfolder\Network Data.IntPrjfolder\Main Grid.ElmNet\0051.ElmTr2 | Library.IntPrjfolder\Equipment Type Library.IntPrjfolder\LT 20kV/0.4kV 100 kVA.TypTr2 | 0 |  | 2 | Bus110 | 20 | 1 | Network Model.IntPrjfolder\Network Data.IntPrjfolder\Main Grid.ElmNet\Bus110.ElmTerm | Bus109 | 0.4 | 1 | Network Model.IntPrjfolder\Network Data.IntPrjfolder\Main Grid.ElmNet\Bus109.ElmTerm
0081 | ElmTr2 | Network Model.IntPrjfolder\Network Data.IntPrjfolder\Main Grid.ElmNet\0081.ElmTr2 | Library.IntPrjfolder\Equipment Type Library.IntPrjfolder\LT 20kV/0.4kV 100 kVA.TypTr2 | 0 |  | 2 | Bus280 | 20 | 1 | Network Model.IntPrjfolder\Network Data.IntPrjfolder\Main Grid.ElmNet\Bus280.ElmTerm | Bus111 | 0.4 | 1 | Network Model.IntPrjfolder\Network Data.IntPrjfolder\Main Grid.ElmNet\Bus111.ElmTerm
0086 | ElmTr2 | Network Model.IntPrjfolder\Network Data.IntPrjfolder\Main Grid.ElmNet\0086.ElmTr2 | Library.IntPrjfolder\Equipment Type Library.IntPrjfolder\LT 20kV/0.4kV 100 kVA.TypTr2 | 0 |  | 2 | Bus284 | 20 | 1 | Network Model.IntPrjfolder\Network Data.IntPrjfolder\Main Grid.ElmNet\Bus284.ElmTerm | Bus283 | 0.4 | 1 | Network Model.IntPrjfolder\Network Data.IntPrjfolder\Main Grid.ElmNet\Bus283.ElmTerm
0052 | ElmTr2 | Network Model.IntPrjfolder\Network Data.IntPrjfolder\Main Grid.ElmNet\0052.ElmTr2 | Library.IntPrjfolder\Equipment Type Library.IntPrjfolder\LT 20kV/0.4kV 100 kVA.TypTr2 | 0 |  | 2 | Bus286 | 20 | 1 | Network Model.IntPrjfolder\Network Data.IntPrjfolder\Main Grid.ElmNet\Bus286.ElmTerm | Bus285 | 0.4 | 1 | Network Model.IntPrjfolder\Network Data.IntPrjfolder\Main Grid.ElmNet\Bus285.ElmTerm
0053 | ElmTr2 | Network Model.IntPrjfolder\Network Data.IntPrjfolder\Main Grid.ElmNet\0053.ElmTr2 | Library.IntPrjfolder\Equipment Type Library.IntPrjfolder\LT 20kV/0.4kV 50 kVA.TypTr2 | 0 |  | 2 | Bus115 | 20 | 1 | Network Model.IntPrjfolder\Network Data.IntPrjfolder\Main Grid.ElmNet\Bus115.ElmTerm | Bus114 | 0.4 | 1 | Network Model.IntPrjfolder\Network Data.IntPrjfolder\Main Grid.ElmNet\Bus114.ElmTerm
0099 | ElmTr2 | Network Model.IntPrjfolder\Network Data.IntPrjfolder\Main Grid.ElmNet\0099.ElmTr2 | Library.IntPrjfolder\Equipment Type Library.IntPrjfolder\LT 20kV/0.4kV 100 kVA.TypTr2 | 0 |  | 2 | Bus119 | 20 | 1 | Network Model.IntPrjfolder\Network Data.IntPrjfolder\Main Grid.ElmNet\Bus119.ElmTerm | Bus118 | 0.4 | 1 | Network Model.IntPrjfolder\Network Data.IntPrjfolder\Main Grid.ElmNet\Bus118.ElmTerm
0054 | ElmTr2 | Network Model.IntPrjfolder\Network Data.IntPrjfolder\Main Grid.ElmNet\0054.ElmTr2 | Library.IntPrjfolder\Equipment Type Library.IntPrjfolder\LT 20kV/0.4kV 50 kVA.TypTr2 | 0 |  | 2 | Bus290 | 20 | 1 | Network Model.IntPrjfolder\Network Data.IntPrjfolder\Main Grid.ElmNet\Bus290.ElmTerm | Bus116 | 0.4 | 1 | Network Model.IntPrjfolder\Network Data.IntPrjfolder\Main Grid.ElmNet\Bus116.ElmTerm
0055 | ElmTr2 | Network Model.IntPrjfolder\Network Data.IntPrjfolder\Main Grid.ElmNet\0055.ElmTr2 | Library.IntPrjfolder\Equipment Type Library.IntPrjfolder\LT 20kV/0.4kV 50 kVA.TypTr2 | 0 |  | 2 | Bus121 | 20 | 1 | Network Model.IntPrjfolder\Network Data.IntPrjfolder\Main Grid.ElmNet\Bus121.ElmTerm | Bus291 | 0.4 | 1 | Network Model.IntPrjfolder\Network Data.IntPrjfolder\Main Grid.ElmNet\Bus291.ElmTerm
0057 | ElmTr2 | Network Model.IntPrjfolder\Network Data.IntPrjfolder\Main Grid.ElmNet\0057.ElmTr2 | Library.IntPrjfolder\Equipment Type Library.IntPrjfolder\LT 20kV/0.4kV 100 kVA.TypTr2 | 0 |  | 2 | Bus122 | 20 | 1 | Network Model.IntPrjfolder\Network Data.IntPrjfolder\Main Grid.ElmNet\Bus122.ElmTerm | Bus120 | 0.4 | 1 | Network Model.IntPrjfolder\Network Data.IntPrjfolder\Main Grid.ElmNet\Bus120.ElmTerm
0098 | ElmTr2 | Network Model.IntPrjfolder\Network Data.IntPrjfolder\Main Grid.ElmNet\0098.ElmTr2 | Library.IntPrjfolder\Equipment Type Library.IntPrjfolder\LT 20kV/0.4kV 100 kVA.TypTr2 | 0 |  | 2 | Bus298 | 20 | 1 | Network Model.IntPrjfolder\Network Data.IntPrjfolder\Main Grid.ElmNet\Bus298.ElmTerm | Bus297 | 0.4 | 1 | Network Model.IntPrjfolder\Network Data.IntPrjfolder\Main Grid.ElmNet\Bus297.ElmTerm
0056 | ElmTr2 | Network Model.IntPrjfolder\Network Data.IntPrjfolder\Main Grid.ElmNet\0056.ElmTr2 | Library.IntPrjfolder\Equipment Type Library.IntPrjfolder\LT 20kV/0.4kV 50 kVA.TypTr2 | 0 |  | 2 | Bus294 | 20 | 1 | Network Model.IntPrjfolder\Network Data.IntPrjfolder\Main Grid.ElmNet\Bus294.ElmTerm | Bus293 | 0.4 | 1 | Network Model.IntPrjfolder\Network Data.IntPrjfolder\Main Grid.ElmNet\Bus293.ElmTerm
0058 | ElmTr2 | Network Model.IntPrjfolder\Network Data.IntPrjfolder\Main Grid.ElmNet\0058.ElmTr2 | Library.IntPrjfolder\Equipment Type Library.IntPrjfolder\LT 20kV/0.4kV 100 kVA.TypTr2 | 0 |  | 2 | Bus124 | 20 | 1 | Network Model.IntPrjfolder\Network Data.IntPrjfolder\Main Grid.ElmNet\Bus124.ElmTerm | Bus123 | 0.4 | 1 | Network Model.IntPrjfolder\Network Data.IntPrjfolder\Main Grid.ElmNet\Bus123.ElmTerm
0059 | ElmTr2 | Network Model.IntPrjfolder\Network Data.IntPrjfolder\Main Grid.ElmNet\0059.ElmTr2 | Library.IntPrjfolder\Equipment Type Library.IntPrjfolder\LT 20kV/0.4kV 100 kVA.TypTr2 | 0 |  | 2 | Bus126 | 20 | 1 | Network Model.IntPrjfolder\Network Data.IntPrjfolder\Main Grid.ElmNet\Bus126.ElmTerm | Bus125 | 0.4 | 1 | Network Model.IntPrjfolder\Network Data.IntPrjfolder\Main Grid.ElmNet\Bus125.ElmTerm
0060 | ElmTr2 | Network Model.IntPrjfolder\Network Data.IntPrjfolder\Main Grid.ElmNet\0060.ElmTr2 | Library.IntPrjfolder\Equipment Type Library.IntPrjfolder\LT 20kV/0.4kV 315 kVA.TypTr2 | 0 |  | 2 | Bus128 | 20 | 1 | Network Model.IntPrjfolder\Network Data.IntPrjfolder\Main Grid.ElmNet\Bus128.ElmTerm | Bus127 | 0.4 | 1 | Network Model.IntPrjfolder\Network Data.IntPrjfolder\Main Grid.ElmNet\Bus127.ElmTerm
0061 | ElmTr2 | Network Model.IntPrjfolder\Network Data.IntPrjfolder\Main Grid.ElmNet\0061.ElmTr2 | Library.IntPrjfolder\Equipment Type Library.IntPrjfolder\LT 20kV/0.4kV 100 kVA.TypTr2 | 0 |  | 2 | Bus130 | 20 | 1 | Network Model.IntPrjfolder\Network Data.IntPrjfolder\Main Grid.ElmNet\Bus130.ElmTerm | Bus129 | 0.4 | 1 | Network Model.IntPrjfolder\Network Data.IntPrjfolder\Main Grid.ElmNet\Bus129.ElmTerm
0001 | ElmTr2 | Network Model.IntPrjfolder\Network Data.IntPrjfolder\Main Grid.ElmNet\0001.ElmTr2 | Library.IntPrjfolder\Equipment Type Library.IntPrjfolder\LT 20kV/0.4kV 100 kVA.TypTr2 | 0 |  | 2 | Bus311 | 20 | 1 | Network Model.IntPrjfolder\Network Data.IntPrjfolder\Main Grid.ElmNet\Bus311.ElmTerm | Bus306 | 0.4 | 1 | Network Model.IntPrjfolder\Network Data.IntPrjfolder\Main Grid.ElmNet\Bus306.ElmTerm
0002 | ElmTr2 | Network Model.IntPrjfolder\Network Data.IntPrjfolder\Main Grid.ElmNet\0002.ElmTr2 | Library.IntPrjfolder\Equipment Type Library.IntPrjfolder\LT 20kV/0.4kV 100 kVA.TypTr2 | 0 |  | 2 | Bus150 | 20 | 1 | Network Model.IntPrjfolder\Network Data.IntPrjfolder\Main Grid.ElmNet\Bus150.ElmTerm | Terminal(27) | 0.4 | 1 | Network Model.IntPrjfolder\Network Data.IntPrjfolder\Main Grid.ElmNet\Terminal(27).ElmTerm
0074 | ElmTr2 | Network Model.IntPrjfolder\Network Data.IntPrjfolder\Main Grid.ElmNet\0074.ElmTr2 | Library.IntPrjfolder\Equipment Type Library.IntPrjfolder\LT 20kV/0.4kV 100 kVA.TypTr2 | 0 |  | 2 | Bus150 | 20 | 1 | Network Model.IntPrjfolder\Network Data.IntPrjfolder\Main Grid.ElmNet\Bus150.ElmTerm | Terminal(28) | 0.4 | 1 | Network Model.IntPrjfolder\Network Data.IntPrjfolder\Main Grid.ElmNet\Terminal(28).ElmTerm
0003 | ElmTr2 | Network Model.IntPrjfolder\Network Data.IntPrjfolder\Main Grid.ElmNet\0003.ElmTr2 | Library.IntPrjfolder\Equipment Type Library.IntPrjfolder\LT 20kV/0.4kV 50 kVA.TypTr2 | 0 |  | 2 | Bus314 | 20 | 1 | Network Model.IntPrjfolder\Network Data.IntPrjfolder\Main Grid.ElmNet\Bus314.ElmTerm | Bus313 | 0.4 | 1 | Network Model.IntPrjfolder\Network Data.IntPrjfolder\Main Grid.ElmNet\Bus313.ElmTerm
0004 | ElmTr2 | Network Model.IntPrjfolder\Network Data.IntPrjfolder\Main Grid.ElmNet\0004.ElmTr2 | Library.IntPrjfolder\Equipment Type Library.IntPrjfolder\LT 20kV/0.4kV 100 kVA.TypTr2 | 0 |  | 2 | Bus316 | 20 | 1 | Network Model.IntPrjfolder\Network Data.IntPrjfolder\Main Grid.ElmNet\Bus316.ElmTerm | Bus154 | 0.4 | 1 | Network Model.IntPrjfolder\Network Data.IntPrjfolder\Main Grid.ElmNet\Bus154.ElmTerm
0103 | ElmTr2 | Network Model.IntPrjfolder\Network Data.IntPrjfolder\Main Grid.ElmNet\0103.ElmTr2 | Library.IntPrjfolder\Equipment Type Library.IntPrjfolder\LT 20kV/0.4kV 100 kVA.TypTr2 | 0 |  | 2 | Bus319 | 20 | 1 | Network Model.IntPrjfolder\Network Data.IntPrjfolder\Main Grid.ElmNet\Bus319.ElmTerm | Bus318 | 0.4 | 1 | Network Model.IntPrjfolder\Network Data.IntPrjfolder\Main Grid.ElmNet\Bus318.ElmTerm
0005 | ElmTr2 | Network Model.IntPrjfolder\Network Data.IntPrjfolder\Main Grid.ElmNet\0005.ElmTr2 | Library.IntPrjfolder\Equipment Type Library.IntPrjfolder\LT 20kV/0.4kV 25 kVA.TypTr2 | 0 |  | 2 | Bus157 | 20 | 1 | Network Model.IntPrjfolder\Network Data.IntPrjfolder\Main Grid.ElmNet\Bus157.ElmTerm | Bus156 | 0.4 | 1 | Network Model.IntPrjfolder\Network Data.IntPrjfolder\Main Grid.ElmNet\Bus156.ElmTerm
0088 | ElmTr2 | Network Model.IntPrjfolder\Network Data.IntPrjfolder\Main Grid.ElmNet\0088.ElmTr2 | Library.IntPrjfolder\Equipment Type Library.IntPrjfolder\LT 20kV/0.4kV 100 kVA.TypTr2 | 0 |  | 2 | Bus321 | 20 | 1 | Network Model.IntPrjfolder\Network Data.IntPrjfolder\Main Grid.ElmNet\Bus321.ElmTerm | Bus158 | 0.4 | 1 | Network Model.IntPrjfolder\Network Data.IntPrjfolder\Main Grid.ElmNet\Bus158.ElmTerm
0089 | ElmTr2 | Network Model.IntPrjfolder\Network Data.IntPrjfolder\Main Grid.ElmNet\0089.ElmTr2 | Library.IntPrjfolder\Equipment Type Library.IntPrjfolder\LT 20kV/0.4kV 100 kVA.TypTr2 | 0 |  | 2 | Bus324 | 20 | 1 | Network Model.IntPrjfolder\Network Data.IntPrjfolder\Main Grid.ElmNet\Bus324.ElmTerm | Bus323 | 0.4 | 1 | Network Model.IntPrjfolder\Network Data.IntPrjfolder\Main Grid.ElmNet\Bus323.ElmTerm
0090 | ElmTr2 | Network Model.IntPrjfolder\Network Data.IntPrjfolder\Main Grid.ElmNet\0090.ElmTr2 | Library.IntPrjfolder\Equipment Type Library.IntPrjfolder\LT 20kV/0.4kV 100 kVA.TypTr2 | 0 |  | 2 | Bus328 | 20 | 1 | Network Model.IntPrjfolder\Network Data.IntPrjfolder\Main Grid.ElmNet\Bus328.ElmTerm | Bus327 | 0.4 | 1 | Network Model.IntPrjfolder\Network Data.IntPrjfolder\Main Grid.ElmNet\Bus327.ElmTerm
0006 | ElmTr2 | Network Model.IntPrjfolder\Network Data.IntPrjfolder\Main Grid.ElmNet\0006.ElmTr2 | Library.IntPrjfolder\Equipment Type Library.IntPrjfolder\LT 20kV/0.4kV 100 kVA.TypTr2 | 0 |  | 2 | Bus161 | 20 | 1 | Network Model.IntPrjfolder\Network Data.IntPrjfolder\Main Grid.ElmNet\Bus161.ElmTerm | Bus160 | 0.4 | 1 | Network Model.IntPrjfolder\Network Data.IntPrjfolder\Main Grid.ElmNet\Bus160.ElmTerm
0008 | ElmTr2 | Network Model.IntPrjfolder\Network Data.IntPrjfolder\Main Grid.ElmNet\0008.ElmTr2 | Library.IntPrjfolder\Equipment Type Library.IntPrjfolder\LT 20kV/0.4kV 100 kVA.TypTr2 | 0 |  | 2 | Bus169 | 20 | 1 | Network Model.IntPrjfolder\Network Data.IntPrjfolder\Main Grid.ElmNet\Bus169.ElmTerm | Bus168 | 0.4 | 1 | Network Model.IntPrjfolder\Network Data.IntPrjfolder\Main Grid.ElmNet\Bus168.ElmTerm
0085 | ElmTr2 | Network Model.IntPrjfolder\Network Data.IntPrjfolder\Main Grid.ElmNet\0085.ElmTr2 | Library.IntPrjfolder\Equipment Type Library.IntPrjfolder\LT 20kV/0.4kV 100 kVA.TypTr2 | 0 |  | 2 | Bus167 | 20 | 1 | Network Model.IntPrjfolder\Network Data.IntPrjfolder\Main Grid.ElmNet\Bus167.ElmTerm | Bus166 | 0.4 | 1 | Network Model.IntPrjfolder\Network Data.IntPrjfolder\Main Grid.ElmNet\Bus166.ElmTerm
0007 | ElmTr2 | Network Model.IntPrjfolder\Network Data.IntPrjfolder\Main Grid.ElmNet\0007.ElmTr2 | Library.IntPrjfolder\Equipment Type Library.IntPrjfolder\LT 20kV/0.4kV 100 kVA.TypTr2 | 0 |  | 2 | Bus165 | 20 | 1 | Network Model.IntPrjfolder\Network Data.IntPrjfolder\Main Grid.ElmNet\Bus165.ElmTerm | Bus164 | 0.4 | 1 | Network Model.IntPrjfolder\Network Data.IntPrjfolder\Main Grid.ElmNet\Bus164.ElmTerm
0010 | ElmTr2 | Network Model.IntPrjfolder\Network Data.IntPrjfolder\Main Grid.ElmNet\0010.ElmTr2 | Library.IntPrjfolder\Equipment Type Library.IntPrjfolder\LT 20kV/0.4kV 100 kVA.TypTr2 | 0 |  | 2 | Terminal(32) | 20 | 1 | Network Model.IntPrjfolder\Network Data.IntPrjfolder\Main Grid.ElmNet\Terminal(32).ElmTerm | Bus333 | 0.4 | 1 | Network Model.IntPrjfolder\Network Data.IntPrjfolder\Main Grid.ElmNet\Bus333.ElmTerm
0009 | ElmTr2 | Network Model.IntPrjfolder\Network Data.IntPrjfolder\Main Grid.ElmNet\0009.ElmTr2 | Library.IntPrjfolder\Equipment Type Library.IntPrjfolder\LT 20kV/0.4kV 50 kVA.TypTr2 | 0 |  | 2 | Terminal(31) | 20 | 1 | Network Model.IntPrjfolder\Network Data.IntPrjfolder\Main Grid.ElmNet\Terminal(31).ElmTerm | Bus162 | 0.4 | 1 | Network Model.IntPrjfolder\Network Data.IntPrjfolder\Main Grid.ElmNet\Bus162.ElmTerm
0011 | ElmTr2 | Network Model.IntPrjfolder\Network Data.IntPrjfolder\Main Grid.ElmNet\0011.ElmTr2 | Library.IntPrjfolder\Equipment Type Library.IntPrjfolder\LT 20kV/0.4kV 160 kVA.TypTr2 | 0 |  | 2 | Bus171 | 20 | 1 | Network Model.IntPrjfolder\Network Data.IntPrjfolder\Main Grid.ElmNet\Bus171.ElmTerm | Bus170 | 0.4 | 1 | Network Model.IntPrjfolder\Network Data.IntPrjfolder\Main Grid.ElmNet\Bus170.ElmTerm
0012 | ElmTr2 | Network Model.IntPrjfolder\Network Data.IntPrjfolder\Main Grid.ElmNet\0012.ElmTr2 | Library.IntPrjfolder\Equipment Type Library.IntPrjfolder\LT 20kV/0.4kV 50 kVA.TypTr2 | 0 |  | 2 | Bus173 | 20 | 1 | Network Model.IntPrjfolder\Network Data.IntPrjfolder\Main Grid.ElmNet\Bus173.ElmTerm | Terminal(34) | 0.4 | 1 | Network Model.IntPrjfolder\Network Data.IntPrjfolder\Main Grid.ElmNet\Terminal(34).ElmTerm
0013 | ElmTr2 | Network Model.IntPrjfolder\Network Data.IntPrjfolder\Main Grid.ElmNet\0013.ElmTr2 | Library.IntPrjfolder\Equipment Type Library.IntPrjfolder\LT 20kV/0.4kV 100 kVA.TypTr2 | 0 |  | 2 | Bus175 | 20 | 1 | Network Model.IntPrjfolder\Network Data.IntPrjfolder\Main Grid.ElmNet\Bus175.ElmTerm | Bus174 | 0.4 | 1 | Network Model.IntPrjfolder\Network Data.IntPrjfolder\Main Grid.ElmNet\Bus174.ElmTerm
0102 | ElmTr2 | Network Model.IntPrjfolder\Network Data.IntPrjfolder\Main Grid.ElmNet\0102.ElmTr2 | Library.IntPrjfolder\Equipment Type Library.IntPrjfolder\LT 20kV/0.4kV 100 kVA.TypTr2 | 0 |  | 2 | Bus335 | 20 | 1 | Network Model.IntPrjfolder\Network Data.IntPrjfolder\Main Grid.ElmNet\Bus335.ElmTerm | Bus176 | 0.4 | 1 | Network Model.IntPrjfolder\Network Data.IntPrjfolder\Main Grid.ElmNet\Bus176.ElmTerm
0070 | ElmTr2 | Network Model.IntPrjfolder\Network Data.IntPrjfolder\Main Grid.ElmNet\0070.ElmTr2 | Library.IntPrjfolder\Equipment Type Library.IntPrjfolder\LT 20kV/0.4kV 100 kVA.TypTr2 | 0 |  | 2 | Bus179 | 20 | 1 | Network Model.IntPrjfolder\Network Data.IntPrjfolder\Main Grid.ElmNet\Bus179.ElmTerm | Bus178 | 0.4 | 1 | Network Model.IntPrjfolder\Network Data.IntPrjfolder\Main Grid.ElmNet\Bus178.ElmTerm
0071 | ElmTr2 | Network Model.IntPrjfolder\Network Data.IntPrjfolder\Main Grid.ElmNet\0071.ElmTr2 | Library.IntPrjfolder\Equipment Type Library.IntPrjfolder\LT 20kV/0.4kV 100 kVA.TypTr2 | 0 |  | 2 | Bus181 | 20 | 1 | Network Model.IntPrjfolder\Network Data.IntPrjfolder\Main Grid.ElmNet\Bus181.ElmTerm | Bus180 | 0.4 | 1 | Network Model.IntPrjfolder\Network Data.IntPrjfolder\Main Grid.ElmNet\Bus180.ElmTerm
0072 | ElmTr2 | Network Model.IntPrjfolder\Network Data.IntPrjfolder\Main Grid.ElmNet\0072.ElmTr2 | Library.IntPrjfolder\Equipment Type Library.IntPrjfolder\LT 20kV/0.4kV 100 kVA.TypTr2 | 0 |  | 2 | Bus183 | 20 | 1 | Network Model.IntPrjfolder\Network Data.IntPrjfolder\Main Grid.ElmNet\Bus183.ElmTerm | Bus182 | 0.4 | 1 | Network Model.IntPrjfolder\Network Data.IntPrjfolder\Main Grid.ElmNet\Bus182.ElmTerm
0068 | ElmTr2 | Network Model.IntPrjfolder\Network Data.IntPrjfolder\Main Grid.ElmNet\0068.ElmTr2 | Library.IntPrjfolder\Equipment Type Library.IntPrjfolder\LT 20kV/0.4kV 100 kVA.TypTr2 | 0 |  | 2 | Bus132 | 20 | 1 | Network Model.IntPrjfolder\Network Data.IntPrjfolder\Main Grid.ElmNet\Bus132.ElmTerm | Bus131 | 0.4 | 1 | Network Model.IntPrjfolder\Network Data.IntPrjfolder\Main Grid.ElmNet\Bus131.ElmTerm
0069 | ElmTr2 | Network Model.IntPrjfolder\Network Data.IntPrjfolder\Main Grid.ElmNet\0069.ElmTr2 | Library.IntPrjfolder\Equipment Type Library.IntPrjfolder\LT 20kV/0.4kV 50 kVA.TypTr2 | 0 |  | 2 | Bus338 | 20 | 1 | Network Model.IntPrjfolder\Network Data.IntPrjfolder\Main Grid.ElmNet\Bus338.ElmTerm | Bus133 | 0.4 | 1 | Network Model.IntPrjfolder\Network Data.IntPrjfolder\Main Grid.ElmNet\Bus133.ElmTerm
0067 | ElmTr2 | Network Model.IntPrjfolder\Network Data.IntPrjfolder\Main Grid.ElmNet\0067.ElmTr2 | Library.IntPrjfolder\Equipment Type Library.IntPrjfolder\LT 20kV/0.4kV 100 kVA.TypTr2 | 0 |  | 2 | Bus136 | 20 | 1 | Network Model.IntPrjfolder\Network Data.IntPrjfolder\Main Grid.ElmNet\Bus136.ElmTerm | Bus135 | 0.4 | 1 | Network Model.IntPrjfolder\Network Data.IntPrjfolder\Main Grid.ElmNet\Bus135.ElmTerm
0084 | ElmTr2 | Network Model.IntPrjfolder\Network Data.IntPrjfolder\Main Grid.ElmNet\0084.ElmTr2 | Library.IntPrjfolder\Equipment Type Library.IntPrjfolder\LT 20kV/0.4kV 100 kVA.TypTr2 | 0 |  | 2 | Bus139 | 20 | 1 | Network Model.IntPrjfolder\Network Data.IntPrjfolder\Main Grid.ElmNet\Bus139.ElmTerm | Bus138 | 0.4 | 1 | Network Model.IntPrjfolder\Network Data.IntPrjfolder\Main Grid.ElmNet\Bus138.ElmTerm
0066 | ElmTr2 | Network Model.IntPrjfolder\Network Data.IntPrjfolder\Main Grid.ElmNet\0066.ElmTr2 | Library.IntPrjfolder\Equipment Type Library.IntPrjfolder\LT 20kV/0.4kV 50 kVA.TypTr2 | 0 |  | 2 | Bus141 | 20 | 1 | Network Model.IntPrjfolder\Network Data.IntPrjfolder\Main Grid.ElmNet\Bus141.ElmTerm | Bus140 | 0.4 | 1 | Network Model.IntPrjfolder\Network Data.IntPrjfolder\Main Grid.ElmNet\Bus140.ElmTerm
0065 | ElmTr2 | Network Model.IntPrjfolder\Network Data.IntPrjfolder\Main Grid.ElmNet\0065.ElmTr2 | Library.IntPrjfolder\Equipment Type Library.IntPrjfolder\LT 20kV/0.4kV 100 kVA.TypTr2 | 0 |  | 2 | Bus143 | 20 | 1 | Network Model.IntPrjfolder\Network Data.IntPrjfolder\Main Grid.ElmNet\Bus143.ElmTerm | Bus142 | 0.4 | 1 | Network Model.IntPrjfolder\Network Data.IntPrjfolder\Main Grid.ElmNet\Bus142.ElmTerm
0064 | ElmTr2 | Network Model.IntPrjfolder\Network Data.IntPrjfolder\Main Grid.ElmNet\0064.ElmTr2 | Library.IntPrjfolder\Equipment Type Library.IntPrjfolder\LT 20kV/0.4kV 100 kVA.TypTr2 | 0 |  | 2 | Bus145 | 20 | 1 | Network Model.IntPrjfolder\Network Data.IntPrjfolder\Main Grid.ElmNet\Bus145.ElmTerm | Bus144 | 0.4 | 1 | Network Model.IntPrjfolder\Network Data.IntPrjfolder\Main Grid.ElmNet\Bus144.ElmTerm
0063 | ElmTr2 | Network Model.IntPrjfolder\Network Data.IntPrjfolder\Main Grid.ElmNet\0063.ElmTr2 | Library.IntPrjfolder\Equipment Type Library.IntPrjfolder\LT 20kV/0.4kV 100 kVA.TypTr2 | 0 |  | 2 | Bus147 | 20 | 1 | Network Model.IntPrjfolder\Network Data.IntPrjfolder\Main Grid.ElmNet\Bus147.ElmTerm | Bus146 | 0.4 | 1 | Network Model.IntPrjfolder\Network Data.IntPrjfolder\Main Grid.ElmNet\Bus146.ElmTerm
0100 | ElmTr2 | Network Model.IntPrjfolder\Network Data.IntPrjfolder\Main Grid.ElmNet\0100.ElmTr2 | Library.IntPrjfolder\Equipment Type Library.IntPrjfolder\LT 20kV/0.4kV 100 kVA.TypTr2 | 0 |  | 2 | Bus365 | 20 | 1 | Network Model.IntPrjfolder\Network Data.IntPrjfolder\Main Grid.ElmNet\Bus365.ElmTerm | Bus363 | 0.4 | 1 | Network Model.IntPrjfolder\Network Data.IntPrjfolder\Main Grid.ElmNet\Bus363.ElmTerm
0078 | ElmTr2 | Network Model.IntPrjfolder\Network Data.IntPrjfolder\Main Grid.ElmNet\0078.ElmTr2 | Library.IntPrjfolder\Equipment Type Library.IntPrjfolder\LT 20kV/0.4kV 100 kVA.TypTr2 | 0 |  | 2 | Bus369 | 20 | 1 | Network Model.IntPrjfolder\Network Data.IntPrjfolder\Main Grid.ElmNet\Bus369.ElmTerm | Bus368 | 0.4 | 1 | Network Model.IntPrjfolder\Network Data.IntPrjfolder\Main Grid.ElmNet\Bus368.ElmTerm
0080 | ElmTr2 | Network Model.IntPrjfolder\Network Data.IntPrjfolder\Main Grid.ElmNet\0080.ElmTr2 | Library.IntPrjfolder\Equipment Type Library.IntPrjfolder\LT 20kV/0.4kV 100 kVA.TypTr2 | 0 |  | 2 | Bus370 | 20 | 1 | Network Model.IntPrjfolder\Network Data.IntPrjfolder\Main Grid.ElmNet\Bus370.ElmTerm | Bus366 | 0.4 | 1 | Network Model.IntPrjfolder\Network Data.IntPrjfolder\Main Grid.ElmNet\Bus366.ElmTerm
0062 | ElmTr2 | Network Model.IntPrjfolder\Network Data.IntPrjfolder\Main Grid.ElmNet\0062.ElmTr2 | Library.IntPrjfolder\Equipment Type Library.IntPrjfolder\LT 20kV/0.4kV 100 kVA.TypTr2 | 0 |  | 2 | Bus343 | 20 | 1 | Network Model.IntPrjfolder\Network Data.IntPrjfolder\Main Grid.ElmNet\Bus343.ElmTerm | Bus342 | 0.4 | 1 | Network Model.IntPrjfolder\Network Data.IntPrjfolder\Main Grid.ElmNet\Bus342.ElmTerm
0073 | ElmTr2 | Network Model.IntPrjfolder\Network Data.IntPrjfolder\Main Grid.ElmNet\0073.ElmTr2 | Library.IntPrjfolder\Equipment Type Library.IntPrjfolder\LT 20kV/0.4kV 100 kVA.TypTr2 | 0 |  | 2 | Terminal(40) | 20 | 1 | Network Model.IntPrjfolder\Network Data.IntPrjfolder\Main Grid.ElmNet\Terminal(40).ElmTerm | Bus347 | 0.4 | 1 | Network Model.IntPrjfolder\Network Data.IntPrjfolder\Main Grid.ElmNet\Bus347.ElmTerm
0101 | ElmTr2 | Network Model.IntPrjfolder\Network Data.IntPrjfolder\Main Grid.ElmNet\0101.ElmTr2 | Library.IntPrjfolder\Equipment Type Library.IntPrjfolder\LT 20kV/0.4kV 100 kVA.TypTr2 | 0 |  | 2 | Terminal(41) | 20 | 1 | Network Model.IntPrjfolder\Network Data.IntPrjfolder\Main Grid.ElmNet\Terminal(41).ElmTerm | Bus353 | 0.4 | 1 | Network Model.IntPrjfolder\Network Data.IntPrjfolder\Main Grid.ElmNet\Bus353.ElmTerm
T14 | ElmTr2 | Network Model.IntPrjfolder\Network Data.IntPrjfolder\Main Grid.ElmNet\T14.ElmTr2 | Library.IntPrjfolder\Equipment Type Library.IntPrjfolder\GT 0.4/20kV 1600 kVA.TypTr2 | 0 |  | 2 | Bus23 | 20 | 1 | Network Model.IntPrjfolder\Network Data.IntPrjfolder\Main Grid.ElmNet\Bus23.ElmTerm | Bus20 | 0.4 | 1 | Network Model.IntPrjfolder\Network Data.IntPrjfolder\Main Grid.ElmNet\Bus20.ElmTerm
T15 | ElmTr2 | Network Model.IntPrjfolder\Network Data.IntPrjfolder\Main Grid.ElmNet\T15.ElmTr2 | Library.IntPrjfolder\Equipment Type Library.IntPrjfolder\GT 0.4/20kV 1600 kVA.TypTr2 | 0 |  | 2 | Bus23 | 20 | 1 | Network Model.IntPrjfolder\Network Data.IntPrjfolder\Main Grid.ElmNet\Bus23.ElmTerm | Bus21 | 0.4 | 1 | Network Model.IntPrjfolder\Network Data.IntPrjfolder\Main Grid.ElmNet\Bus21.ElmTerm
T16 | ElmTr2 | Network Model.IntPrjfolder\Network Data.IntPrjfolder\Main Grid.ElmNet\T16.ElmTr2 | Library.IntPrjfolder\Equipment Type Library.IntPrjfolder\GT 0.4/20kV 1600 kVA.TypTr2 | 0 |  | 2 | Bus23 | 20 | 1 | Network Model.IntPrjfolder\Network Data.IntPrjfolder\Main Grid.ElmNet\Bus23.ElmTerm | Bus22 | 0.4 | 1 | Network Model.IntPrjfolder\Network Data.IntPrjfolder\Main Grid.ElmNet\Bus22.ElmTerm
Breaker/Switch | ElmCoup | Network Model.IntPrjfolder\Network Data.IntPrjfolder\Main Grid.ElmNet\Breaker/Switch.ElmCoup |  | 0 | 1 | 2 | Bus4 | 0.4 | 1 | Network Model.IntPrjfolder\Network Data.IntPrjfolder\Main Grid.ElmNet\Bus4.ElmTerm | Terminal(3) | 0.4 | 1 | Network Model.IntPrjfolder\Network Data.IntPrjfolder\Main Grid.ElmNet\Terminal(3).ElmTerm
Breaker/Switch(1) | ElmCoup | Network Model.IntPrjfolder\Network Data.IntPrjfolder\Main Grid.ElmNet\Breaker/Switch(1).ElmCoup |  | 0 | 1 | 2 | Bus5 | 0.4 | 1 | Network Model.IntPrjfolder\Network Data.IntPrjfolder\Main Grid.ElmNet\Bus5.ElmTerm | Terminal(3) | 0.4 | 1 | Network Model.IntPrjfolder\Network Data.IntPrjfolder\Main Grid.ElmNet\Terminal(3).ElmTerm
Breaker/Switch(2) | ElmCoup | Network Model.IntPrjfolder\Network Data.IntPrjfolder\Main Grid.ElmNet\Breaker/Switch(2).ElmCoup |  | 0 | 1 | 2 | Bus2 | 20 | 1 | Network Model.IntPrjfolder\Network Data.IntPrjfolder\Main Grid.ElmNet\Bus2.ElmTerm | Bus3 | 20 | 1 | Network Model.IntPrjfolder\Network Data.IntPrjfolder\Main Grid.ElmNet\Bus3.ElmTerm
Breaker/Switch(3) | ElmCoup | Network Model.IntPrjfolder\Network Data.IntPrjfolder\Main Grid.ElmNet\Breaker/Switch(3).ElmCoup |  | 0 | 1 | 2 | Bus3 | 20 | 1 | Network Model.IntPrjfolder\Network Data.IntPrjfolder\Main Grid.ElmNet\Bus3.ElmTerm | Bus9 | 20 | 1 | Network Model.IntPrjfolder\Network Data.IntPrjfolder\Main Grid.ElmNet\Bus9.ElmTerm
Breaker/Switch(4) | ElmCoup | Network Model.IntPrjfolder\Network Data.IntPrjfolder\Main Grid.ElmNet\Breaker/Switch(4).ElmCoup |  | 0 | 1 | 2 | Bus9 | 20 | 1 | Network Model.IntPrjfolder\Network Data.IntPrjfolder\Main Grid.ElmNet\Bus9.ElmTerm | Bus23 | 20 | 1 | Network Model.IntPrjfolder\Network Data.IntPrjfolder\Main Grid.ElmNet\Bus23.ElmTerm
CB KOTA | ElmCoup | Network Model.IntPrjfolder\Network Data.IntPrjfolder\Main Grid.ElmNet\CB KOTA.ElmCoup |  | 0 | 1 | 2 | Bus2 | 20 | 1 | Network Model.IntPrjfolder\Network Data.IntPrjfolder\Main Grid.ElmNet\Bus2.ElmTerm | Terminal(6) | 20 | 1 | Network Model.IntPrjfolder\Network Data.IntPrjfolder\Main Grid.ElmNet\Terminal(6).ElmTerm
LBSM PATEKEN | ElmCoup | Network Model.IntPrjfolder\Network Data.IntPrjfolder\Main Grid.ElmNet\LBSM PATEKEN.ElmCoup |  | 0 | 1 | 2 | Terminal(7) | 20 | 1 | Network Model.IntPrjfolder\Network Data.IntPrjfolder\Main Grid.ElmNet\Terminal(7).ElmTerm | Bus42 | 20 | 1 | Network Model.IntPrjfolder\Network Data.IntPrjfolder\Main Grid.ElmNet\Bus42.ElmTerm
CB TAMBAK | ElmCoup | Network Model.IntPrjfolder\Network Data.IntPrjfolder\Main Grid.ElmNet\CB TAMBAK.ElmCoup |  | 0 | 1 | 2 | Terminal(10) | 20 | 1 | Network Model.IntPrjfolder\Network Data.IntPrjfolder\Main Grid.ElmNet\Terminal(10).ElmTerm | Bus3 | 20 | 1 | Network Model.IntPrjfolder\Network Data.IntPrjfolder\Main Grid.ElmNet\Bus3.ElmTerm
LBSM DAUN | ElmCoup | Network Model.IntPrjfolder\Network Data.IntPrjfolder\Main Grid.ElmNet\LBSM DAUN.ElmCoup |  | 0 | 1 | 2 | Bus239 | 20 | 1 | Network Model.IntPrjfolder\Network Data.IntPrjfolder\Main Grid.ElmNet\Bus239.ElmTerm | Terminal(13) | 20 | 1 | Network Model.IntPrjfolder\Network Data.IntPrjfolder\Main Grid.ElmNet\Terminal(13).ElmTerm
LBS CARABAKA | ElmCoup | Network Model.IntPrjfolder\Network Data.IntPrjfolder\Main Grid.ElmNet\LBS CARABAKA.ElmCoup |  | 0 | 1 | 2 | Bus263 | 20 | 1 | Network Model.IntPrjfolder\Network Data.IntPrjfolder\Main Grid.ElmNet\Bus263.ElmTerm | Terminal(15) | 20 | 1 | Network Model.IntPrjfolder\Network Data.IntPrjfolder\Main Grid.ElmNet\Terminal(15).ElmTerm
LBS KEPUH TELUK MUR | ElmCoup | Network Model.IntPrjfolder\Network Data.IntPrjfolder\Main Grid.ElmNet\LBS KEPUH TELUK MUR.ElmCoup |  | 0 | 1 | 2 | Bus108 | 20 | 1 | Network Model.IntPrjfolder\Network Data.IntPrjfolder\Main Grid.ElmNet\Bus108.ElmTerm | Terminal(18) | 20 | 1 | Network Model.IntPrjfolder\Network Data.IntPrjfolder\Main Grid.ElmNet\Terminal(18).ElmTerm
LBS LABUHAN | ElmCoup | Network Model.IntPrjfolder\Network Data.IntPrjfolder\Main Grid.ElmNet\LBS LABUHAN.ElmCoup |  | 0 | 1 | 2 | Terminal(19) | 20 | 1 | Network Model.IntPrjfolder\Network Data.IntPrjfolder\Main Grid.ElmNet\Terminal(19).ElmTerm | Terminal(20) | 20 | 1 | Network Model.IntPrjfolder\Network Data.IntPrjfolder\Main Grid.ElmNet\Terminal(20).ElmTerm
CB SANGKAPURA | ElmCoup | Network Model.IntPrjfolder\Network Data.IntPrjfolder\Main Grid.ElmNet\CB SANGKAPURA.ElmCoup |  | 0 | 1 | 2 | Terminal(26) | 20 | 1 | Network Model.IntPrjfolder\Network Data.IntPrjfolder\Main Grid.ElmNet\Terminal(26).ElmTerm | Bus23 | 20 | 1 | Network Model.IntPrjfolder\Network Data.IntPrjfolder\Main Grid.ElmNet\Bus23.ElmTerm
LBSM LEBAK | ElmCoup | Network Model.IntPrjfolder\Network Data.IntPrjfolder\Main Grid.ElmNet\LBSM LEBAK.ElmCoup |  | 0 | 1 | 2 | Bus315 | 20 | 1 | Network Model.IntPrjfolder\Network Data.IntPrjfolder\Main Grid.ElmNet\Bus315.ElmTerm | Terminal(29) | 20 | 1 | Network Model.IntPrjfolder\Network Data.IntPrjfolder\Main Grid.ElmNet\Terminal(29).ElmTerm
REC SUWARI | ElmCoup | Network Model.IntPrjfolder\Network Data.IntPrjfolder\Main Grid.ElmNet\REC SUWARI.ElmCoup |  | 0 | 1 | 2 | Terminal(33) | 20 | 1 | Network Model.IntPrjfolder\Network Data.IntPrjfolder\Main Grid.ElmNet\Terminal(33).ElmTerm | Bus334 | 20 | 1 | Network Model.IntPrjfolder\Network Data.IntPrjfolder\Main Grid.ElmNet\Bus334.ElmTerm
LBSM BANGSAL | ElmCoup | Network Model.IntPrjfolder\Network Data.IntPrjfolder\Main Grid.ElmNet\LBSM BANGSAL.ElmCoup |  | 0 | 1 | 2 | Bus336 | 20 | 1 | Network Model.IntPrjfolder\Network Data.IntPrjfolder\Main Grid.ElmNet\Bus336.ElmTerm | Terminal(35) | 20 | 1 | Network Model.IntPrjfolder\Network Data.IntPrjfolder\Main Grid.ElmNet\Terminal(35).ElmTerm
LBS TELUK JATI | ElmCoup | Network Model.IntPrjfolder\Network Data.IntPrjfolder\Main Grid.ElmNet\LBS TELUK JATI.ElmCoup |  | 0 | 1 | 2 | Bus337 | 20 | 1 | Network Model.IntPrjfolder\Network Data.IntPrjfolder\Main Grid.ElmNet\Bus337.ElmTerm | Terminal(36) | 20 | 1 | Network Model.IntPrjfolder\Network Data.IntPrjfolder\Main Grid.ElmNet\Terminal(36).ElmTerm
LBS TANJUNGAN | ElmCoup | Network Model.IntPrjfolder\Network Data.IntPrjfolder\Main Grid.ElmNet\LBS TANJUNGAN.ElmCoup |  | 0 | 1 | 2 | Bus339 | 20 | 1 | Network Model.IntPrjfolder\Network Data.IntPrjfolder\Main Grid.ElmNet\Bus339.ElmTerm | Terminal(37) | 20 | 1 | Network Model.IntPrjfolder\Network Data.IntPrjfolder\Main Grid.ElmNet\Terminal(37).ElmTerm
LBS KOPEL TAMBAK | ElmCoup | Network Model.IntPrjfolder\Network Data.IntPrjfolder\Main Grid.ElmNet\LBS KOPEL TAMBAK.ElmCoup |  | 0 | 0 | 2 | Bus371 | 20 | 1 | Network Model.IntPrjfolder\Network Data.IntPrjfolder\Main Grid.ElmNet\Bus371.ElmTerm | Terminal(25) | 20 | 1 | Network Model.IntPrjfolder\Network Data.IntPrjfolder\Main Grid.ElmNet\Terminal(25).ElmTerm
LBS SAWAH DAYA | ElmCoup | Network Model.IntPrjfolder\Network Data.IntPrjfolder\Main Grid.ElmNet\LBS SAWAH DAYA.ElmCoup |  | 0 | 1 | 2 | Bus44 | 20 | 1 | Network Model.IntPrjfolder\Network Data.IntPrjfolder\Main Grid.ElmNet\Bus44.ElmTerm | Terminal(8) | 20 | 1 | Network Model.IntPrjfolder\Network Data.IntPrjfolder\Main Grid.ElmNet\Terminal(8).ElmTerm
REC LANCABUR | ElmCoup | Network Model.IntPrjfolder\Network Data.IntPrjfolder\Main Grid.ElmNet\REC LANCABUR.ElmCoup |  | 0 | 1 | 2 | Bus230 | 20 | 1 | Network Model.IntPrjfolder\Network Data.IntPrjfolder\Main Grid.ElmNet\Bus230.ElmTerm | Terminal(12) | 20 | 1 | Network Model.IntPrjfolder\Network Data.IntPrjfolder\Main Grid.ElmNet\Terminal(12).ElmTerm
REC PAMONA | ElmCoup | Network Model.IntPrjfolder\Network Data.IntPrjfolder\Main Grid.ElmNet\REC PAMONA.ElmCoup |  | 0 | 1 | 2 | Bus258 | 20 | 1 | Network Model.IntPrjfolder\Network Data.IntPrjfolder\Main Grid.ElmNet\Bus258.ElmTerm | Terminal(14) | 20 | 1 | Network Model.IntPrjfolder\Network Data.IntPrjfolder\Main Grid.ElmNet\Terminal(14).ElmTerm
LBS TANJUNG ORI | ElmCoup | Network Model.IntPrjfolder\Network Data.IntPrjfolder\Main Grid.ElmNet\LBS TANJUNG ORI.ElmCoup |  | 0 | 1 | 2 | Terminal(24) | 20 | 1 | Network Model.IntPrjfolder\Network Data.IntPrjfolder\Main Grid.ElmNet\Terminal(24).ElmTerm | Bus300 | 20 | 1 | Network Model.IntPrjfolder\Network Data.IntPrjfolder\Main Grid.ElmNet\Bus300.ElmTerm
KOTA | ElmLne | Network Model.IntPrjfolder\Network Data.IntPrjfolder\Main Grid.ElmNet\KOTA.ElmLne | Library.IntPrjfolder\Equipment Type Library.IntPrjfolder\CABLE KOTA.TypLne | 0 |  | 2 | Terminal(6) | 20 | 1 | Network Model.IntPrjfolder\Network Data.IntPrjfolder\Main Grid.ElmNet\Terminal(6).ElmTerm | Bus24 | 20 | 1 | Network Model.IntPrjfolder\Network Data.IntPrjfolder\Main Grid.ElmNet\Bus24.ElmTerm
Line1 | ElmLne | Network Model.IntPrjfolder\Network Data.IntPrjfolder\Main Grid.ElmNet\Line1.ElmLne | Library.IntPrjfolder\Equipment Type Library.IntPrjfolder\20 kV 150A.TypLne | 0 |  | 2 | Bus24 | 20 | 1 | Network Model.IntPrjfolder\Network Data.IntPrjfolder\Main Grid.ElmNet\Bus24.ElmTerm | Bus25 | 20 | 1 | Network Model.IntPrjfolder\Network Data.IntPrjfolder\Main Grid.ElmNet\Bus25.ElmTerm
Line85 | ElmLne | Network Model.IntPrjfolder\Network Data.IntPrjfolder\Main Grid.ElmNet\Line85.ElmLne | Library.IntPrjfolder\Equipment Type Library.IntPrjfolder\20 kV 150A.TypLne | 0 |  | 2 | Bus25 | 20 | 1 | Network Model.IntPrjfolder\Network Data.IntPrjfolder\Main Grid.ElmNet\Bus25.ElmTerm | Bus188 | 20 | 1 | Network Model.IntPrjfolder\Network Data.IntPrjfolder\Main Grid.ElmNet\Bus188.ElmTerm
Line87 | ElmLne | Network Model.IntPrjfolder\Network Data.IntPrjfolder\Main Grid.ElmNet\Line87.ElmLne | Library.IntPrjfolder\Equipment Type Library.IntPrjfolder\20 kV 150A.TypLne | 0 |  | 2 | Bus188 | 20 | 1 | Network Model.IntPrjfolder\Network Data.IntPrjfolder\Main Grid.ElmNet\Bus188.ElmTerm | Bus192 | 20 | 1 | Network Model.IntPrjfolder\Network Data.IntPrjfolder\Main Grid.ElmNet\Bus192.ElmTerm
Line4 | ElmLne | Network Model.IntPrjfolder\Network Data.IntPrjfolder\Main Grid.ElmNet\Line4.ElmLne | Library.IntPrjfolder\Equipment Type Library.IntPrjfolder\20 kV 150A.TypLne | 0 |  | 2 | Bus25 | 20 | 1 | Network Model.IntPrjfolder\Network Data.IntPrjfolder\Main Grid.ElmNet\Bus25.ElmTerm | Bus27 | 20 | 1 | Network Model.IntPrjfolder\Network Data.IntPrjfolder\Main Grid.ElmNet\Bus27.ElmTerm
Line6 | ElmLne | Network Model.IntPrjfolder\Network Data.IntPrjfolder\Main Grid.ElmNet\Line6.ElmLne | Library.IntPrjfolder\Equipment Type Library.IntPrjfolder\20 kV 150A.TypLne | 0 |  | 2 | Bus27 | 20 | 1 | Network Model.IntPrjfolder\Network Data.IntPrjfolder\Main Grid.ElmNet\Bus27.ElmTerm | Bus31 | 20 | 1 | Network Model.IntPrjfolder\Network Data.IntPrjfolder\Main Grid.ElmNet\Bus31.ElmTerm
Line10 | ElmLne | Network Model.IntPrjfolder\Network Data.IntPrjfolder\Main Grid.ElmNet\Line10.ElmLne | Library.IntPrjfolder\Equipment Type Library.IntPrjfolder\20 kV 150A.TypLne | 0 |  | 2 | Bus31 | 20 | 1 | Network Model.IntPrjfolder\Network Data.IntPrjfolder\Main Grid.ElmNet\Bus31.ElmTerm | Terminal(7) | 20 | 1 | Network Model.IntPrjfolder\Network Data.IntPrjfolder\Main Grid.ElmNet\Terminal(7).ElmTerm
Line89 | ElmLne | Network Model.IntPrjfolder\Network Data.IntPrjfolder\Main Grid.ElmNet\Line89.ElmLne | Library.IntPrjfolder\Equipment Type Library.IntPrjfolder\20 kV 150A.TypLne | 0 |  | 2 | Bus42 | 20 | 1 | Network Model.IntPrjfolder\Network Data.IntPrjfolder\Main Grid.ElmNet\Bus42.ElmTerm | Bus194 | 20 | 1 | Network Model.IntPrjfolder\Network Data.IntPrjfolder\Main Grid.ElmNet\Bus194.ElmTerm
Line12 | ElmLne | Network Model.IntPrjfolder\Network Data.IntPrjfolder\Main Grid.ElmNet\Line12.ElmLne | Library.IntPrjfolder\Equipment Type Library.IntPrjfolder\20 kV 150A.TypLne | 0 |  | 2 | Bus194 | 20 | 1 | Network Model.IntPrjfolder\Network Data.IntPrjfolder\Main Grid.ElmNet\Bus194.ElmTerm | Bus41 | 20 | 1 | Network Model.IntPrjfolder\Network Data.IntPrjfolder\Main Grid.ElmNet\Bus41.ElmTerm
Line14 | ElmLne | Network Model.IntPrjfolder\Network Data.IntPrjfolder\Main Grid.ElmNet\Line14.ElmLne | Library.IntPrjfolder\Equipment Type Library.IntPrjfolder\20 kV 150A.TypLne | 0 |  | 2 | Bus41 | 20 | 1 | Network Model.IntPrjfolder\Network Data.IntPrjfolder\Main Grid.ElmNet\Bus41.ElmTerm | Bus198 | 20 | 1 | Network Model.IntPrjfolder\Network Data.IntPrjfolder\Main Grid.ElmNet\Bus198.ElmTerm
Line91 | ElmLne | Network Model.IntPrjfolder\Network Data.IntPrjfolder\Main Grid.ElmNet\Line91.ElmLne | Library.IntPrjfolder\Equipment Type Library.IntPrjfolder\20 kV 150A.TypLne | 0 |  | 2 | Bus198 | 20 | 1 | Network Model.IntPrjfolder\Network Data.IntPrjfolder\Main Grid.ElmNet\Bus198.ElmTerm | Bus43 | 20 | 1 | Network Model.IntPrjfolder\Network Data.IntPrjfolder\Main Grid.ElmNet\Bus43.ElmTerm
Line16 | ElmLne | Network Model.IntPrjfolder\Network Data.IntPrjfolder\Main Grid.ElmNet\Line16.ElmLne | Library.IntPrjfolder\Equipment Type Library.IntPrjfolder\20 kV 150A.TypLne | 0 |  | 2 | Bus43 | 20 | 1 | Network Model.IntPrjfolder\Network Data.IntPrjfolder\Main Grid.ElmNet\Bus43.ElmTerm | Bus49 | 20 | 1 | Network Model.IntPrjfolder\Network Data.IntPrjfolder\Main Grid.ElmNet\Bus49.ElmTerm
Line18 | ElmLne | Network Model.IntPrjfolder\Network Data.IntPrjfolder\Main Grid.ElmNet\Line18.ElmLne | Library.IntPrjfolder\Equipment Type Library.IntPrjfolder\20 kV 150A.TypLne | 0 |  | 2 | Bus49 | 20 | 1 | Network Model.IntPrjfolder\Network Data.IntPrjfolder\Main Grid.ElmNet\Bus49.ElmTerm | Bus50 | 20 | 1 | Network Model.IntPrjfolder\Network Data.IntPrjfolder\Main Grid.ElmNet\Bus50.ElmTerm
Line95 | ElmLne | Network Model.IntPrjfolder\Network Data.IntPrjfolder\Main Grid.ElmNet\Line95.ElmLne | Library.IntPrjfolder\Equipment Type Library.IntPrjfolder\20 kV 150A.TypLne | 0 |  | 2 | Bus50 | 20 | 1 | Network Model.IntPrjfolder\Network Data.IntPrjfolder\Main Grid.ElmNet\Bus50.ElmTerm | Bus202 | 20 | 1 | Network Model.IntPrjfolder\Network Data.IntPrjfolder\Main Grid.ElmNet\Bus202.ElmTerm
Line97 | ElmLne | Network Model.IntPrjfolder\Network Data.IntPrjfolder\Main Grid.ElmNet\Line97.ElmLne | Library.IntPrjfolder\Equipment Type Library.IntPrjfolder\20 kV 150A.TypLne | 0 |  | 2 | Bus202 | 20 | 1 | Network Model.IntPrjfolder\Network Data.IntPrjfolder\Main Grid.ElmNet\Bus202.ElmTerm | Bus205 | 20 | 1 | Network Model.IntPrjfolder\Network Data.IntPrjfolder\Main Grid.ElmNet\Bus205.ElmTerm
Line93 | ElmLne | Network Model.IntPrjfolder\Network Data.IntPrjfolder\Main Grid.ElmNet\Line93.ElmLne | Library.IntPrjfolder\Equipment Type Library.IntPrjfolder\20 kV 150A.TypLne | 0 |  | 2 | Bus50 | 20 | 1 | Network Model.IntPrjfolder\Network Data.IntPrjfolder\Main Grid.ElmNet\Bus50.ElmTerm | Bus201 | 20 | 1 | Network Model.IntPrjfolder\Network Data.IntPrjfolder\Main Grid.ElmNet\Bus201.ElmTerm
Line24 | ElmLne | Network Model.IntPrjfolder\Network Data.IntPrjfolder\Main Grid.ElmNet\Line24.ElmLne | Library.IntPrjfolder\Equipment Type Library.IntPrjfolder\20 kV 150A.TypLne | 0 |  | 2 | Bus43 | 20 | 1 | Network Model.IntPrjfolder\Network Data.IntPrjfolder\Main Grid.ElmNet\Bus43.ElmTerm | Bus63 | 20 | 1 | Network Model.IntPrjfolder\Network Data.IntPrjfolder\Main Grid.ElmNet\Bus63.ElmTerm
Line26 | ElmLne | Network Model.IntPrjfolder\Network Data.IntPrjfolder\Main Grid.ElmNet\Line26.ElmLne | Library.IntPrjfolder\Equipment Type Library.IntPrjfolder\20 kV 150A.TypLne | 0 |  | 2 | Bus63 | 20 | 1 | Network Model.IntPrjfolder\Network Data.IntPrjfolder\Main Grid.ElmNet\Bus63.ElmTerm | Terminal(8) | 20 | 1 | Network Model.IntPrjfolder\Network Data.IntPrjfolder\Main Grid.ElmNet\Terminal(8).ElmTerm
Line99 | ElmLne | Network Model.IntPrjfolder\Network Data.IntPrjfolder\Main Grid.ElmNet\Line99.ElmLne | Library.IntPrjfolder\Equipment Type Library.IntPrjfolder\20 kV 150A.TypLne | 0 |  | 2 | Bus44 | 20 | 1 | Network Model.IntPrjfolder\Network Data.IntPrjfolder\Main Grid.ElmNet\Bus44.ElmTerm | Bus206 | 20 | 1 | Network Model.IntPrjfolder\Network Data.IntPrjfolder\Main Grid.ElmNet\Bus206.ElmTerm
Line28 | ElmLne | Network Model.IntPrjfolder\Network Data.IntPrjfolder\Main Grid.ElmNet\Line28.ElmLne | Library.IntPrjfolder\Equipment Type Library.IntPrjfolder\20 kV 150A.TypLne | 0 |  | 2 | Bus206 | 20 | 1 | Network Model.IntPrjfolder\Network Data.IntPrjfolder\Main Grid.ElmNet\Bus206.ElmTerm | Bus71 | 20 | 1 | Network Model.IntPrjfolder\Network Data.IntPrjfolder\Main Grid.ElmNet\Bus71.ElmTerm
Line101 | ElmLne | Network Model.IntPrjfolder\Network Data.IntPrjfolder\Main Grid.ElmNet\Line101.ElmLne | Library.IntPrjfolder\Equipment Type Library.IntPrjfolder\20 kV 150A.TypLne | 0 |  | 2 | Bus71 | 20 | 1 | Network Model.IntPrjfolder\Network Data.IntPrjfolder\Main Grid.ElmNet\Bus71.ElmTerm | Bus209 | 20 | 1 | Network Model.IntPrjfolder\Network Data.IntPrjfolder\Main Grid.ElmNet\Bus209.ElmTerm
Line103 | ElmLne | Network Model.IntPrjfolder\Network Data.IntPrjfolder\Main Grid.ElmNet\Line103.ElmLne | Library.IntPrjfolder\Equipment Type Library.IntPrjfolder\20 kV 150A.TypLne | 0 |  | 2 | Bus209 | 20 | 1 | Network Model.IntPrjfolder\Network Data.IntPrjfolder\Main Grid.ElmNet\Bus209.ElmTerm | Bus210 | 20 | 1 | Network Model.IntPrjfolder\Network Data.IntPrjfolder\Main Grid.ElmNet\Bus210.ElmTerm
Line105 | ElmLne | Network Model.IntPrjfolder\Network Data.IntPrjfolder\Main Grid.ElmNet\Line105.ElmLne | Library.IntPrjfolder\Equipment Type Library.IntPrjfolder\20 kV 150A.TypLne | 0 |  | 2 | Bus210 | 20 | 1 | Network Model.IntPrjfolder\Network Data.IntPrjfolder\Main Grid.ElmNet\Bus210.ElmTerm | Bus213 | 20 | 1 | Network Model.IntPrjfolder\Network Data.IntPrjfolder\Main Grid.ElmNet\Bus213.ElmTerm
Line107 | ElmLne | Network Model.IntPrjfolder\Network Data.IntPrjfolder\Main Grid.ElmNet\Line107.ElmLne | Library.IntPrjfolder\Equipment Type Library.IntPrjfolder\20 kV 150A.TypLne | 0 |  | 2 | Bus210 | 20 | 1 | Network Model.IntPrjfolder\Network Data.IntPrjfolder\Main Grid.ElmNet\Bus210.ElmTerm | Bus216 | 20 | 1 | Network Model.IntPrjfolder\Network Data.IntPrjfolder\Main Grid.ElmNet\Bus216.ElmTerm
Line109 | ElmLne | Network Model.IntPrjfolder\Network Data.IntPrjfolder\Main Grid.ElmNet\Line109.ElmLne | Library.IntPrjfolder\Equipment Type Library.IntPrjfolder\20 kV 150A.TypLne | 0 |  | 2 | Bus216 | 20 | 1 | Network Model.IntPrjfolder\Network Data.IntPrjfolder\Main Grid.ElmNet\Bus216.ElmTerm | Bus219 | 20 | 1 | Network Model.IntPrjfolder\Network Data.IntPrjfolder\Main Grid.ElmNet\Bus219.ElmTerm
Line112 | ElmLne | Network Model.IntPrjfolder\Network Data.IntPrjfolder\Main Grid.ElmNet\Line112.ElmLne | Library.IntPrjfolder\Equipment Type Library.IntPrjfolder\20 kV 150A.TypLne | 0 |  | 2 | Bus219 | 20 | 1 | Network Model.IntPrjfolder\Network Data.IntPrjfolder\Main Grid.ElmNet\Bus219.ElmTerm | Bus220 | 20 | 1 | Network Model.IntPrjfolder\Network Data.IntPrjfolder\Main Grid.ElmNet\Bus220.ElmTerm
Line111 | ElmLne | Network Model.IntPrjfolder\Network Data.IntPrjfolder\Main Grid.ElmNet\Line111.ElmLne | Library.IntPrjfolder\Equipment Type Library.IntPrjfolder\20 kV 150A.TypLne | 0 |  | 2 | Bus220 | 20 | 1 | Network Model.IntPrjfolder\Network Data.IntPrjfolder\Main Grid.ElmNet\Bus220.ElmTerm | Bus223 | 20 | 1 | Network Model.IntPrjfolder\Network Data.IntPrjfolder\Main Grid.ElmNet\Bus223.ElmTerm
Line114 | ElmLne | Network Model.IntPrjfolder\Network Data.IntPrjfolder\Main Grid.ElmNet\Line114.ElmLne | Library.IntPrjfolder\Equipment Type Library.IntPrjfolder\20 kV 150A.TypLne | 0 |  | 2 | Bus220 | 20 | 1 | Network Model.IntPrjfolder\Network Data.IntPrjfolder\Main Grid.ElmNet\Bus220.ElmTerm | Bus227 | 20 | 1 | Network Model.IntPrjfolder\Network Data.IntPrjfolder\Main Grid.ElmNet\Bus227.ElmTerm
TAMBAK | ElmLne | Network Model.IntPrjfolder\Network Data.IntPrjfolder\Main Grid.ElmNet\TAMBAK.ElmLne | Library.IntPrjfolder\Equipment Type Library.IntPrjfolder\TAMBAK.TypLne | 0 |  | 2 | Terminal(10) | 20 | 1 | Network Model.IntPrjfolder\Network Data.IntPrjfolder\Main Grid.ElmNet\Terminal(10).ElmTerm | Bus10 | 20 | 1 | Network Model.IntPrjfolder\Network Data.IntPrjfolder\Main Grid.ElmNet\Bus10.ElmTerm
Line80 | ElmLne | Network Model.IntPrjfolder\Network Data.IntPrjfolder\Main Grid.ElmNet\Line80.ElmLne | Library.IntPrjfolder\Equipment Type Library.IntPrjfolder\20kV 150B.TypLne | 0 |  | 2 | Bus10 | 20 | 1 | Network Model.IntPrjfolder\Network Data.IntPrjfolder\Main Grid.ElmNet\Bus10.ElmTerm |  |  | 0
Line116 | ElmLne | Network Model.IntPrjfolder\Network Data.IntPrjfolder\Main Grid.ElmNet\Line116.ElmLne | Library.IntPrjfolder\Equipment Type Library.IntPrjfolder\20kV 150B.TypLne | 0 |  | 2 | Bus10 | 20 | 1 | Network Model.IntPrjfolder\Network Data.IntPrjfolder\Main Grid.ElmNet\Bus10.ElmTerm | Bus184 | 20 | 1 | Network Model.IntPrjfolder\Network Data.IntPrjfolder\Main Grid.ElmNet\Bus184.ElmTerm
Line83 | ElmLne | Network Model.IntPrjfolder\Network Data.IntPrjfolder\Main Grid.ElmNet\Line83.ElmLne | Library.IntPrjfolder\Equipment Type Library.IntPrjfolder\20 kV 150A.TypLne | 0 |  | 2 | Bus184 | 20 | 1 | Network Model.IntPrjfolder\Network Data.IntPrjfolder\Main Grid.ElmNet\Bus184.ElmTerm | Bus14 | 20 | 1 | Network Model.IntPrjfolder\Network Data.IntPrjfolder\Main Grid.ElmNet\Bus14.ElmTerm
Line118 | ElmLne | Network Model.IntPrjfolder\Network Data.IntPrjfolder\Main Grid.ElmNet\Line118.ElmLne | Library.IntPrjfolder\Equipment Type Library.IntPrjfolder\20 kV 150A.TypLne | 0 |  | 2 | Bus14 | 20 | 1 | Network Model.IntPrjfolder\Network Data.IntPrjfolder\Main Grid.ElmNet\Bus14.ElmTerm | Bus229 | 20 | 1 | Network Model.IntPrjfolder\Network Data.IntPrjfolder\Main Grid.ElmNet\Bus229.ElmTerm
Line5 | ElmLne | Network Model.IntPrjfolder\Network Data.IntPrjfolder\Main Grid.ElmNet\Line5.ElmLne | Library.IntPrjfolder\Equipment Type Library.IntPrjfolder\20 kV 150A.TypLne | 0 |  | 2 | Bus14 | 20 | 1 | Network Model.IntPrjfolder\Network Data.IntPrjfolder\Main Grid.ElmNet\Bus14.ElmTerm | Terminal(12) | 20 | 1 | Network Model.IntPrjfolder\Network Data.IntPrjfolder\Main Grid.ElmNet\Terminal(12).ElmTerm
Line120 | ElmLne | Network Model.IntPrjfolder\Network Data.IntPrjfolder\Main Grid.ElmNet\Line120.ElmLne | Library.IntPrjfolder\Equipment Type Library.IntPrjfolder\20 kV 150A.TypLne | 0 |  | 2 | Bus230 | 20 | 1 | Network Model.IntPrjfolder\Network Data.IntPrjfolder\Main Grid.ElmNet\Bus230.ElmTerm | Bus28 | 20 | 1 | Network Model.IntPrjfolder\Network Data.IntPrjfolder\Main Grid.ElmNet\Bus28.ElmTerm
Line7 | ElmLne | Network Model.IntPrjfolder\Network Data.IntPrjfolder\Main Grid.ElmNet\Line7.ElmLne | Library.IntPrjfolder\Equipment Type Library.IntPrjfolder\20 kV 150A.TypLne | 0 |  | 2 | Bus28 | 20 | 1 | Network Model.IntPrjfolder\Network Data.IntPrjfolder\Main Grid.ElmNet\Bus28.ElmTerm | Bus36 | 20 | 1 | Network Model.IntPrjfolder\Network Data.IntPrjfolder\Main Grid.ElmNet\Bus36.ElmTerm
Line122 | ElmLne | Network Model.IntPrjfolder\Network Data.IntPrjfolder\Main Grid.ElmNet\Line122.ElmLne | Library.IntPrjfolder\Equipment Type Library.IntPrjfolder\20 kV 150A.TypLne | 0 |  | 2 | Bus36 | 20 | 1 | Network Model.IntPrjfolder\Network Data.IntPrjfolder\Main Grid.ElmNet\Bus36.ElmTerm | Bus231 | 20 | 1 | Network Model.IntPrjfolder\Network Data.IntPrjfolder\Main Grid.ElmNet\Bus231.ElmTerm
Line9 | ElmLne | Network Model.IntPrjfolder\Network Data.IntPrjfolder\Main Grid.ElmNet\Line9.ElmLne | Library.IntPrjfolder\Equipment Type Library.IntPrjfolder\20 kV 150A.TypLne | 0 |  | 2 | Bus36 | 20 | 1 | Network Model.IntPrjfolder\Network Data.IntPrjfolder\Main Grid.ElmNet\Bus36.ElmTerm | Bus234 | 20 | 1 | Network Model.IntPrjfolder\Network Data.IntPrjfolder\Main Grid.ElmNet\Bus234.ElmTerm
Line124 | ElmLne | Network Model.IntPrjfolder\Network Data.IntPrjfolder\Main Grid.ElmNet\Line124.ElmLne | Library.IntPrjfolder\Equipment Type Library.IntPrjfolder\20 kV 150A.TypLne | 0 |  | 2 | Bus234 | 20 | 1 | Network Model.IntPrjfolder\Network Data.IntPrjfolder\Main Grid.ElmNet\Bus234.ElmTerm | Bus235 | 20 | 1 | Network Model.IntPrjfolder\Network Data.IntPrjfolder\Main Grid.ElmNet\Bus235.ElmTerm
Line13 | ElmLne | Network Model.IntPrjfolder\Network Data.IntPrjfolder\Main Grid.ElmNet\Line13.ElmLne | Library.IntPrjfolder\Equipment Type Library.IntPrjfolder\20 kV 150A.TypLne | 0 |  | 2 | Bus235 | 20 | 1 | Network Model.IntPrjfolder\Network Data.IntPrjfolder\Main Grid.ElmNet\Bus235.ElmTerm | Bus74 | 20 | 1 | Network Model.IntPrjfolder\Network Data.IntPrjfolder\Main Grid.ElmNet\Bus74.ElmTerm
Line29 | ElmLne | Network Model.IntPrjfolder\Network Data.IntPrjfolder\Main Grid.ElmNet\Line29.ElmLne | Library.IntPrjfolder\Equipment Type Library.IntPrjfolder\20 kV 150A.TypLne | 0 |  | 2 | Bus74 | 20 | 1 | Network Model.IntPrjfolder\Network Data.IntPrjfolder\Main Grid.ElmNet\Bus74.ElmTerm | Bus78 | 20 | 1 | Network Model.IntPrjfolder\Network Data.IntPrjfolder\Main Grid.ElmNet\Bus78.ElmTerm
Line126 | ElmLne | Network Model.IntPrjfolder\Network Data.IntPrjfolder\Main Grid.ElmNet\Line126.ElmLne | Library.IntPrjfolder\Equipment Type Library.IntPrjfolder\20 kV 150A.TypLne | 0 |  | 2 | Bus235 | 20 | 1 | Network Model.IntPrjfolder\Network Data.IntPrjfolder\Main Grid.ElmNet\Bus235.ElmTerm | Bus238 | 20 | 1 | Network Model.IntPrjfolder\Network Data.IntPrjfolder\Main Grid.ElmNet\Bus238.ElmTerm
Line128 | ElmLne | Network Model.IntPrjfolder\Network Data.IntPrjfolder\Main Grid.ElmNet\Line128.ElmLne | Library.IntPrjfolder\Equipment Type Library.IntPrjfolder\20 kV 150A.TypLne | 0 |  | 2 | Bus238 | 20 | 1 | Network Model.IntPrjfolder\Network Data.IntPrjfolder\Main Grid.ElmNet\Bus238.ElmTerm | Terminal(13) | 20 | 1 | Network Model.IntPrjfolder\Network Data.IntPrjfolder\Main Grid.ElmNet\Terminal(13).ElmTerm
Line130 | ElmLne | Network Model.IntPrjfolder\Network Data.IntPrjfolder\Main Grid.ElmNet\Line130.ElmLne | Library.IntPrjfolder\Equipment Type Library.IntPrjfolder\20 kV 150A.TypLne | 0 |  | 2 | Bus239 | 20 | 1 | Network Model.IntPrjfolder\Network Data.IntPrjfolder\Main Grid.ElmNet\Bus239.ElmTerm | Bus39 | 20 | 1 | Network Model.IntPrjfolder\Network Data.IntPrjfolder\Main Grid.ElmNet\Bus39.ElmTerm
Line31 | ElmLne | Network Model.IntPrjfolder\Network Data.IntPrjfolder\Main Grid.ElmNet\Line31.ElmLne | Library.IntPrjfolder\Equipment Type Library.IntPrjfolder\20 kV 150A.TypLne | 0 |  | 2 | Bus39 | 20 | 1 | Network Model.IntPrjfolder\Network Data.IntPrjfolder\Main Grid.ElmNet\Bus39.ElmTerm | Bus82 | 20 | 1 | Network Model.IntPrjfolder\Network Data.IntPrjfolder\Main Grid.ElmNet\Bus82.ElmTerm
Line32 | ElmLne | Network Model.IntPrjfolder\Network Data.IntPrjfolder\Main Grid.ElmNet\Line32.ElmLne | Library.IntPrjfolder\Equipment Type Library.IntPrjfolder\20 kV 150A.TypLne | 0 |  | 2 | Bus240 | 20 | 1 | Network Model.IntPrjfolder\Network Data.IntPrjfolder\Main Grid.ElmNet\Bus240.ElmTerm | Bus82 | 20 | 1 | Network Model.IntPrjfolder\Network Data.IntPrjfolder\Main Grid.ElmNet\Bus82.ElmTerm
Line35 | ElmLne | Network Model.IntPrjfolder\Network Data.IntPrjfolder\Main Grid.ElmNet\Line35.ElmLne | Library.IntPrjfolder\Equipment Type Library.IntPrjfolder\20 kV 150A.TypLne | 0 |  | 2 | Bus240 | 20 | 1 | Network Model.IntPrjfolder\Network Data.IntPrjfolder\Main Grid.ElmNet\Bus240.ElmTerm | Bus91 | 20 | 1 | Network Model.IntPrjfolder\Network Data.IntPrjfolder\Main Grid.ElmNet\Bus91.ElmTerm
Line | ElmLne | Network Model.IntPrjfolder\Network Data.IntPrjfolder\Main Grid.ElmNet\Line.ElmLne | Library.IntPrjfolder\Equipment Type Library.IntPrjfolder\20 kV 150A.TypLne | 0 |  | 2 | Bus91 | 20 | 1 | Network Model.IntPrjfolder\Network Data.IntPrjfolder\Main Grid.ElmNet\Bus91.ElmTerm | Bus93 | 20 | 1 | Network Model.IntPrjfolder\Network Data.IntPrjfolder\Main Grid.ElmNet\Bus93.ElmTerm
Line136 | ElmLne | Network Model.IntPrjfolder\Network Data.IntPrjfolder\Main Grid.ElmNet\Line136.ElmLne | Library.IntPrjfolder\Equipment Type Library.IntPrjfolder\20 kV 150A.TypLne | 0 |  | 2 | Bus93 | 20 | 1 | Network Model.IntPrjfolder\Network Data.IntPrjfolder\Main Grid.ElmNet\Bus93.ElmTerm | Bus241 | 20 | 1 | Network Model.IntPrjfolder\Network Data.IntPrjfolder\Main Grid.ElmNet\Bus241.ElmTerm
Line138 | ElmLne | Network Model.IntPrjfolder\Network Data.IntPrjfolder\Main Grid.ElmNet\Line138.ElmLne | Library.IntPrjfolder\Equipment Type Library.IntPrjfolder\20 kV 150A.TypLne | 0 |  | 2 | Bus93 | 20 | 1 | Network Model.IntPrjfolder\Network Data.IntPrjfolder\Main Grid.ElmNet\Bus93.ElmTerm | Bus244 | 20 | 1 | Network Model.IntPrjfolder\Network Data.IntPrjfolder\Main Grid.ElmNet\Bus244.ElmTerm
Line140 | ElmLne | Network Model.IntPrjfolder\Network Data.IntPrjfolder\Main Grid.ElmNet\Line140.ElmLne | Library.IntPrjfolder\Equipment Type Library.IntPrjfolder\20 kV 150A.TypLne | 0 |  | 2 | Bus244 | 20 | 1 | Network Model.IntPrjfolder\Network Data.IntPrjfolder\Main Grid.ElmNet\Bus244.ElmTerm | Bus247 | 20 | 1 | Network Model.IntPrjfolder\Network Data.IntPrjfolder\Main Grid.ElmNet\Bus247.ElmTerm
Line142 | ElmLne | Network Model.IntPrjfolder\Network Data.IntPrjfolder\Main Grid.ElmNet\Line142.ElmLne | Library.IntPrjfolder\Equipment Type Library.IntPrjfolder\20 kV 150A.TypLne | 0 |  | 2 | Bus247 | 20 | 1 | Network Model.IntPrjfolder\Network Data.IntPrjfolder\Main Grid.ElmNet\Bus247.ElmTerm | Bus250 | 20 | 1 | Network Model.IntPrjfolder\Network Data.IntPrjfolder\Main Grid.ElmNet\Bus250.ElmTerm
Line146 | ElmLne | Network Model.IntPrjfolder\Network Data.IntPrjfolder\Main Grid.ElmNet\Line146.ElmLne | Library.IntPrjfolder\Equipment Type Library.IntPrjfolder\20 kV 150A.TypLne | 0 |  | 2 | Bus250 | 20 | 1 | Network Model.IntPrjfolder\Network Data.IntPrjfolder\Main Grid.ElmNet\Bus250.ElmTerm | Bus254 | 20 | 1 | Network Model.IntPrjfolder\Network Data.IntPrjfolder\Main Grid.ElmNet\Bus254.ElmTerm
Line148 | ElmLne | Network Model.IntPrjfolder\Network Data.IntPrjfolder\Main Grid.ElmNet\Line148.ElmLne | Library.IntPrjfolder\Equipment Type Library.IntPrjfolder\20 kV 150A.TypLne | 0 |  | 2 | Bus254 | 20 | 1 | Network Model.IntPrjfolder\Network Data.IntPrjfolder\Main Grid.ElmNet\Bus254.ElmTerm | Bus257 | 20 | 1 | Network Model.IntPrjfolder\Network Data.IntPrjfolder\Main Grid.ElmNet\Bus257.ElmTerm
Line134 | ElmLne | Network Model.IntPrjfolder\Network Data.IntPrjfolder\Main Grid.ElmNet\Line134.ElmLne | Library.IntPrjfolder\Equipment Type Library.IntPrjfolder\20 kV 150A.TypLne | 0 |  | 2 | Bus240 | 20 | 1 | Network Model.IntPrjfolder\Network Data.IntPrjfolder\Main Grid.ElmNet\Bus240.ElmTerm | Terminal(14) | 20 | 1 | Network Model.IntPrjfolder\Network Data.IntPrjfolder\Main Grid.ElmNet\Terminal(14).ElmTerm
Line132 | ElmLne | Network Model.IntPrjfolder\Network Data.IntPrjfolder\Main Grid.ElmNet\Line132.ElmLne | Library.IntPrjfolder\Equipment Type Library.IntPrjfolder\20 kV 150A.TypLne | 0 |  | 2 | Bus258 | 20 | 1 | Network Model.IntPrjfolder\Network Data.IntPrjfolder\Main Grid.ElmNet\Bus258.ElmTerm | Bus84 | 20 | 1 | Network Model.IntPrjfolder\Network Data.IntPrjfolder\Main Grid.ElmNet\Bus84.ElmTerm
Line33 | ElmLne | Network Model.IntPrjfolder\Network Data.IntPrjfolder\Main Grid.ElmNet\Line33.ElmLne | Library.IntPrjfolder\Equipment Type Library.IntPrjfolder\20 kV 150A.TypLne | 0 |  | 2 | Bus84 | 20 | 1 | Network Model.IntPrjfolder\Network Data.IntPrjfolder\Main Grid.ElmNet\Bus84.ElmTerm | Bus86 | 20 | 1 | Network Model.IntPrjfolder\Network Data.IntPrjfolder\Main Grid.ElmNet\Bus86.ElmTerm
Line150 | ElmLne | Network Model.IntPrjfolder\Network Data.IntPrjfolder\Main Grid.ElmNet\Line150.ElmLne | Library.IntPrjfolder\Equipment Type Library.IntPrjfolder\20 kV 150A.TypLne | 0 |  | 2 | Bus86 | 20 | 1 | Network Model.IntPrjfolder\Network Data.IntPrjfolder\Main Grid.ElmNet\Bus86.ElmTerm | Bus261 | 20 | 1 | Network Model.IntPrjfolder\Network Data.IntPrjfolder\Main Grid.ElmNet\Bus261.ElmTerm
Line152 | ElmLne | Network Model.IntPrjfolder\Network Data.IntPrjfolder\Main Grid.ElmNet\Line152.ElmLne | Library.IntPrjfolder\Equipment Type Library.IntPrjfolder\20 kV 150A.TypLne | 0 |  | 2 | Bus261 | 20 | 1 | Network Model.IntPrjfolder\Network Data.IntPrjfolder\Main Grid.ElmNet\Bus261.ElmTerm | Bus262 | 20 | 1 | Network Model.IntPrjfolder\Network Data.IntPrjfolder\Main Grid.ElmNet\Bus262.ElmTerm
Line34 | ElmLne | Network Model.IntPrjfolder\Network Data.IntPrjfolder\Main Grid.ElmNet\Line34.ElmLne | Library.IntPrjfolder\Equipment Type Library.IntPrjfolder\20 kV 150A.TypLne | 0 |  | 2 | Bus86 | 20 | 1 | Network Model.IntPrjfolder\Network Data.IntPrjfolder\Main Grid.ElmNet\Bus86.ElmTerm | Bus88 | 20 | 1 | Network Model.IntPrjfolder\Network Data.IntPrjfolder\Main Grid.ElmNet\Bus88.ElmTerm
Line37 | ElmLne | Network Model.IntPrjfolder\Network Data.IntPrjfolder\Main Grid.ElmNet\Line37.ElmLne | Library.IntPrjfolder\Equipment Type Library.IntPrjfolder\20 kV 150A.TypLne | 0 |  | 2 | Bus88 | 20 | 1 | Network Model.IntPrjfolder\Network Data.IntPrjfolder\Main Grid.ElmNet\Bus88.ElmTerm | Terminal(15) | 20 | 1 | Network Model.IntPrjfolder\Network Data.IntPrjfolder\Main Grid.ElmNet\Terminal(15).ElmTerm
Line154 | ElmLne | Network Model.IntPrjfolder\Network Data.IntPrjfolder\Main Grid.ElmNet\Line154.ElmLne | Library.IntPrjfolder\Equipment Type Library.IntPrjfolder\20 kV 150A.TypLne | 0 |  | 2 | Bus263 | 20 | 1 | Network Model.IntPrjfolder\Network Data.IntPrjfolder\Main Grid.ElmNet\Bus263.ElmTerm | Bus95 | 20 | 1 | Network Model.IntPrjfolder\Network Data.IntPrjfolder\Main Grid.ElmNet\Bus95.ElmTerm
Line38 | ElmLne | Network Model.IntPrjfolder\Network Data.IntPrjfolder\Main Grid.ElmNet\Line38.ElmLne | Library.IntPrjfolder\Equipment Type Library.IntPrjfolder\20 kV 150A.TypLne | 0 |  | 2 | Bus95 | 20 | 1 | Network Model.IntPrjfolder\Network Data.IntPrjfolder\Main Grid.ElmNet\Bus95.ElmTerm | Bus97 | 20 | 1 | Network Model.IntPrjfolder\Network Data.IntPrjfolder\Main Grid.ElmNet\Bus97.ElmTerm
Line39 | ElmLne | Network Model.IntPrjfolder\Network Data.IntPrjfolder\Main Grid.ElmNet\Line39.ElmLne | Library.IntPrjfolder\Equipment Type Library.IntPrjfolder\20 kV 150A.TypLne | 0 |  | 2 | Bus97 | 20 | 1 | Network Model.IntPrjfolder\Network Data.IntPrjfolder\Main Grid.ElmNet\Bus97.ElmTerm | Bus264 | 20 | 1 | Network Model.IntPrjfolder\Network Data.IntPrjfolder\Main Grid.ElmNet\Bus264.ElmTerm
Line160 | ElmLne | Network Model.IntPrjfolder\Network Data.IntPrjfolder\Main Grid.ElmNet\Line160.ElmLne | Library.IntPrjfolder\Equipment Type Library.IntPrjfolder\20 kV 150A.TypLne | 0 |  | 2 | Bus264 | 20 | 1 | Network Model.IntPrjfolder\Network Data.IntPrjfolder\Main Grid.ElmNet\Bus264.ElmTerm | Terminal(16) | 20 | 1 | Network Model.IntPrjfolder\Network Data.IntPrjfolder\Main Grid.ElmNet\Terminal(16).ElmTerm
Line156 | ElmLne | Network Model.IntPrjfolder\Network Data.IntPrjfolder\Main Grid.ElmNet\Line156.ElmLne | Library.IntPrjfolder\Equipment Type Library.IntPrjfolder\20 kV 150A.TypLne | 0 |  | 2 | Bus264 | 20 | 1 | Network Model.IntPrjfolder\Network Data.IntPrjfolder\Main Grid.ElmNet\Bus264.ElmTerm | Bus99 | 20 | 1 | Network Model.IntPrjfolder\Network Data.IntPrjfolder\Main Grid.ElmNet\Bus99.ElmTerm
Line40 | ElmLne | Network Model.IntPrjfolder\Network Data.IntPrjfolder\Main Grid.ElmNet\Line40.ElmLne | Library.IntPrjfolder\Equipment Type Library.IntPrjfolder\20 kV 150A.TypLne | 0 |  | 2 | Bus99 | 20 | 1 | Network Model.IntPrjfolder\Network Data.IntPrjfolder\Main Grid.ElmNet\Bus99.ElmTerm | Bus101 | 20 | 1 | Network Model.IntPrjfolder\Network Data.IntPrjfolder\Main Grid.ElmNet\Bus101.ElmTerm
Line41 | ElmLne | Network Model.IntPrjfolder\Network Data.IntPrjfolder\Main Grid.ElmNet\Line41.ElmLne | Library.IntPrjfolder\Equipment Type Library.IntPrjfolder\20 kV 150A.TypLne | 0 |  | 2 | Bus101 | 20 | 1 | Network Model.IntPrjfolder\Network Data.IntPrjfolder\Main Grid.ElmNet\Bus101.ElmTerm | Bus270 | 20 | 1 | Network Model.IntPrjfolder\Network Data.IntPrjfolder\Main Grid.ElmNet\Bus270.ElmTerm
Line42 | ElmLne | Network Model.IntPrjfolder\Network Data.IntPrjfolder\Main Grid.ElmNet\Line42.ElmLne | Library.IntPrjfolder\Equipment Type Library.IntPrjfolder\20 kV 150A.TypLne | 0 |  | 2 | Bus270 | 20 | 1 | Network Model.IntPrjfolder\Network Data.IntPrjfolder\Main Grid.ElmNet\Bus270.ElmTerm | Bus105 | 20 | 1 | Network Model.IntPrjfolder\Network Data.IntPrjfolder\Main Grid.ElmNet\Bus105.ElmTerm
Line164 | ElmLne | Network Model.IntPrjfolder\Network Data.IntPrjfolder\Main Grid.ElmNet\Line164.ElmLne | Library.IntPrjfolder\Equipment Type Library.IntPrjfolder\20 kV 150A.TypLne | 0 |  | 2 | Bus105 | 20 | 1 | Network Model.IntPrjfolder\Network Data.IntPrjfolder\Main Grid.ElmNet\Bus105.ElmTerm | Terminal(17) | 20 | 1 | Network Model.IntPrjfolder\Network Data.IntPrjfolder\Main Grid.ElmNet\Terminal(17).ElmTerm
Line166 | ElmLne | Network Model.IntPrjfolder\Network Data.IntPrjfolder\Main Grid.ElmNet\Line166.ElmLne | Library.IntPrjfolder\Equipment Type Library.IntPrjfolder\20 kV 150A.TypLne | 0 |  | 2 | Bus105 | 20 | 1 | Network Model.IntPrjfolder\Network Data.IntPrjfolder\Main Grid.ElmNet\Bus105.ElmTerm | Bus276 | 20 | 1 | Network Model.IntPrjfolder\Network Data.IntPrjfolder\Main Grid.ElmNet\Bus276.ElmTerm
Line168 | ElmLne | Network Model.IntPrjfolder\Network Data.IntPrjfolder\Main Grid.ElmNet\Line168.ElmLne | Library.IntPrjfolder\Equipment Type Library.IntPrjfolder\20 kV 150A.TypLne | 0 |  | 2 | Bus276 | 20 | 1 | Network Model.IntPrjfolder\Network Data.IntPrjfolder\Main Grid.ElmNet\Bus276.ElmTerm | Bus279 | 20 | 1 | Network Model.IntPrjfolder\Network Data.IntPrjfolder\Main Grid.ElmNet\Bus279.ElmTerm
Line162 | ElmLne | Network Model.IntPrjfolder\Network Data.IntPrjfolder\Main Grid.ElmNet\Line162.ElmLne | Library.IntPrjfolder\Equipment Type Library.IntPrjfolder\20 kV 150A.TypLne | 0 |  | 2 | Bus270 | 20 | 1 | Network Model.IntPrjfolder\Network Data.IntPrjfolder\Main Grid.ElmNet\Bus270.ElmTerm | Bus103 | 20 | 1 | Network Model.IntPrjfolder\Network Data.IntPrjfolder\Main Grid.ElmNet\Bus103.ElmTerm
Line170 | ElmLne | Network Model.IntPrjfolder\Network Data.IntPrjfolder\Main Grid.ElmNet\Line170.ElmLne | Library.IntPrjfolder\Equipment Type Library.IntPrjfolder\20 kV 150A.TypLne | 0 |  | 2 | Bus103 | 20 | 1 | Network Model.IntPrjfolder\Network Data.IntPrjfolder\Main Grid.ElmNet\Bus103.ElmTerm | Terminal(18) | 20 | 1 | Network Model.IntPrjfolder\Network Data.IntPrjfolder\Main Grid.ElmNet\Terminal(18).ElmTerm
Line43 | ElmLne | Network Model.IntPrjfolder\Network Data.IntPrjfolder\Main Grid.ElmNet\Line43.ElmLne | Library.IntPrjfolder\Equipment Type Library.IntPrjfolder\20 kV 150A.TypLne | 0 |  | 2 | Bus108 | 20 | 1 | Network Model.IntPrjfolder\Network Data.IntPrjfolder\Main Grid.ElmNet\Bus108.ElmTerm | Bus107 | 20 | 1 | Network Model.IntPrjfolder\Network Data.IntPrjfolder\Main Grid.ElmNet\Bus107.ElmTerm
Line44 | ElmLne | Network Model.IntPrjfolder\Network Data.IntPrjfolder\Main Grid.ElmNet\Line44.ElmLne | Library.IntPrjfolder\Equipment Type Library.IntPrjfolder\20 kV 150A.TypLne | 0 |  | 2 | Bus107 | 20 | 1 | Network Model.IntPrjfolder\Network Data.IntPrjfolder\Main Grid.ElmNet\Bus107.ElmTerm | Bus110 | 20 | 1 | Network Model.IntPrjfolder\Network Data.IntPrjfolder\Main Grid.ElmNet\Bus110.ElmTerm
Line45 | ElmLne | Network Model.IntPrjfolder\Network Data.IntPrjfolder\Main Grid.ElmNet\Line45.ElmLne | Library.IntPrjfolder\Equipment Type Library.IntPrjfolder\20 kV 150A.TypLne | 0 |  | 2 | Bus110 | 20 | 1 | Network Model.IntPrjfolder\Network Data.IntPrjfolder\Main Grid.ElmNet\Bus110.ElmTerm | Bus112 | 20 | 1 | Network Model.IntPrjfolder\Network Data.IntPrjfolder\Main Grid.ElmNet\Bus112.ElmTerm
Line172 | ElmLne | Network Model.IntPrjfolder\Network Data.IntPrjfolder\Main Grid.ElmNet\Line172.ElmLne | Library.IntPrjfolder\Equipment Type Library.IntPrjfolder\20 kV 150A.TypLne | 0 |  | 2 | Bus112 | 20 | 1 | Network Model.IntPrjfolder\Network Data.IntPrjfolder\Main Grid.ElmNet\Bus112.ElmTerm | Bus280 | 20 | 1 | Network Model.IntPrjfolder\Network Data.IntPrjfolder\Main Grid.ElmNet\Bus280.ElmTerm
Line174 | ElmLne | Network Model.IntPrjfolder\Network Data.IntPrjfolder\Main Grid.ElmNet\Line174.ElmLne | Library.IntPrjfolder\Equipment Type Library.IntPrjfolder\20 kV 150A.TypLne | 0 |  | 2 | Bus112 | 20 | 1 | Network Model.IntPrjfolder\Network Data.IntPrjfolder\Main Grid.ElmNet\Bus112.ElmTerm | Bus284 | 20 | 1 | Network Model.IntPrjfolder\Network Data.IntPrjfolder\Main Grid.ElmNet\Bus284.ElmTerm
Line176 | ElmLne | Network Model.IntPrjfolder\Network Data.IntPrjfolder\Main Grid.ElmNet\Line176.ElmLne | Library.IntPrjfolder\Equipment Type Library.IntPrjfolder\20 kV 150A.TypLne | 0 |  | 2 | Bus284 | 20 | 1 | Network Model.IntPrjfolder\Network Data.IntPrjfolder\Main Grid.ElmNet\Bus284.ElmTerm | Bus286 | 20 | 1 | Network Model.IntPrjfolder\Network Data.IntPrjfolder\Main Grid.ElmNet\Bus286.ElmTerm
Line178 | ElmLne | Network Model.IntPrjfolder\Network Data.IntPrjfolder\Main Grid.ElmNet\Line178.ElmLne | Library.IntPrjfolder\Equipment Type Library.IntPrjfolder\20 kV 150A.TypLne | 0 |  | 2 | Bus286 | 20 | 1 | Network Model.IntPrjfolder\Network Data.IntPrjfolder\Main Grid.ElmNet\Bus286.ElmTerm | Terminal(19) | 20 | 1 | Network Model.IntPrjfolder\Network Data.IntPrjfolder\Main Grid.ElmNet\Terminal(19).ElmTerm
Line180 | ElmLne | Network Model.IntPrjfolder\Network Data.IntPrjfolder\Main Grid.ElmNet\Line180.ElmLne | Library.IntPrjfolder\Equipment Type Library.IntPrjfolder\20 kV 150A.TypLne | 0 |  | 2 | Terminal(20) | 20 | 1 | Network Model.IntPrjfolder\Network Data.IntPrjfolder\Main Grid.ElmNet\Terminal(20).ElmTerm | Bus289 | 20 | 1 | Network Model.IntPrjfolder\Network Data.IntPrjfolder\Main Grid.ElmNet\Bus289.ElmTerm
Line46 | ElmLne | Network Model.IntPrjfolder\Network Data.IntPrjfolder\Main Grid.ElmNet\Line46.ElmLne | Library.IntPrjfolder\Equipment Type Library.IntPrjfolder\20 kV 150A.TypLne | 0 |  | 2 | Bus289 | 20 | 1 | Network Model.IntPrjfolder\Network Data.IntPrjfolder\Main Grid.ElmNet\Bus289.ElmTerm | Bus115 | 20 | 1 | Network Model.IntPrjfolder\Network Data.IntPrjfolder\Main Grid.ElmNet\Bus115.ElmTerm
Line47 | ElmLne | Network Model.IntPrjfolder\Network Data.IntPrjfolder\Main Grid.ElmNet\Line47.ElmLne | Library.IntPrjfolder\Equipment Type Library.IntPrjfolder\20 kV 150A.TypLne | 0 |  | 2 | Bus115 | 20 | 1 | Network Model.IntPrjfolder\Network Data.IntPrjfolder\Main Grid.ElmNet\Bus115.ElmTerm | Bus117 | 20 | 1 | Network Model.IntPrjfolder\Network Data.IntPrjfolder\Main Grid.ElmNet\Bus117.ElmTerm
Line48 | ElmLne | Network Model.IntPrjfolder\Network Data.IntPrjfolder\Main Grid.ElmNet\Line48.ElmLne | Library.IntPrjfolder\Equipment Type Library.IntPrjfolder\20 kV 150A.TypLne | 0 |  | 2 | Bus117 | 20 | 1 | Network Model.IntPrjfolder\Network Data.IntPrjfolder\Main Grid.ElmNet\Bus117.ElmTerm | Bus119 | 20 | 1 | Network Model.IntPrjfolder\Network Data.IntPrjfolder\Main Grid.ElmNet\Bus119.ElmTerm
Line182 | ElmLne | Network Model.IntPrjfolder\Network Data.IntPrjfolder\Main Grid.ElmNet\Line182.ElmLne | Library.IntPrjfolder\Equipment Type Library.IntPrjfolder\20 kV 150A.TypLne | 0 |  | 2 | Bus117 | 20 | 1 | Network Model.IntPrjfolder\Network Data.IntPrjfolder\Main Grid.ElmNet\Bus117.ElmTerm | Bus290 | 20 | 1 | Network Model.IntPrjfolder\Network Data.IntPrjfolder\Main Grid.ElmNet\Bus290.ElmTerm
Line49 | ElmLne | Network Model.IntPrjfolder\Network Data.IntPrjfolder\Main Grid.ElmNet\Line49.ElmLne | Library.IntPrjfolder\Equipment Type Library.IntPrjfolder\20 kV 150A.TypLne | 0 |  | 2 | Bus117 | 20 | 1 | Network Model.IntPrjfolder\Network Data.IntPrjfolder\Main Grid.ElmNet\Bus117.ElmTerm | Bus121 | 20 | 1 | Network Model.IntPrjfolder\Network Data.IntPrjfolder\Main Grid.ElmNet\Bus121.ElmTerm
Line50 | ElmLne | Network Model.IntPrjfolder\Network Data.IntPrjfolder\Main Grid.ElmNet\Line50.ElmLne | Library.IntPrjfolder\Equipment Type Library.IntPrjfolder\20 kV 150A.TypLne | 0 |  | 2 | Bus121 | 20 | 1 | Network Model.IntPrjfolder\Network Data.IntPrjfolder\Main Grid.ElmNet\Bus121.ElmTerm | Bus122 | 20 | 1 | Network Model.IntPrjfolder\Network Data.IntPrjfolder\Main Grid.ElmNet\Bus122.ElmTerm
Line184 | ElmLne | Network Model.IntPrjfolder\Network Data.IntPrjfolder\Main Grid.ElmNet\Line184.ElmLne | Library.IntPrjfolder\Equipment Type Library.IntPrjfolder\20 kV 150A.TypLne | 0 |  | 2 | Bus122 | 20 | 1 | Network Model.IntPrjfolder\Network Data.IntPrjfolder\Main Grid.ElmNet\Bus122.ElmTerm | Bus294 | 20 | 1 | Network Model.IntPrjfolder\Network Data.IntPrjfolder\Main Grid.ElmNet\Bus294.ElmTerm
Line186 | ElmLne | Network Model.IntPrjfolder\Network Data.IntPrjfolder\Main Grid.ElmNet\Line186.ElmLne | Library.IntPrjfolder\Equipment Type Library.IntPrjfolder\20 kV 150A.TypLne | 0 |  | 2 | Bus294 | 20 | 1 | Network Model.IntPrjfolder\Network Data.IntPrjfolder\Main Grid.ElmNet\Bus294.ElmTerm | Bus298 | 20 | 1 | Network Model.IntPrjfolder\Network Data.IntPrjfolder\Main Grid.ElmNet\Bus298.ElmTerm
Line188 | ElmLne | Network Model.IntPrjfolder\Network Data.IntPrjfolder\Main Grid.ElmNet\Line188.ElmLne | Library.IntPrjfolder\Equipment Type Library.IntPrjfolder\20 kV 150A.TypLne | 0 |  | 2 | Bus289 | 20 | 1 | Network Model.IntPrjfolder\Network Data.IntPrjfolder\Main Grid.ElmNet\Bus289.ElmTerm | Bus299 | 20 | 1 | Network Model.IntPrjfolder\Network Data.IntPrjfolder\Main Grid.ElmNet\Bus299.ElmTerm
Line51 | ElmLne | Network Model.IntPrjfolder\Network Data.IntPrjfolder\Main Grid.ElmNet\Line51.ElmLne | Library.IntPrjfolder\Equipment Type Library.IntPrjfolder\20 kV 150A.TypLne | 0 |  | 2 | Bus299 | 20 | 1 | Network Model.IntPrjfolder\Network Data.IntPrjfolder\Main Grid.ElmNet\Bus299.ElmTerm | Bus124 | 20 | 1 | Network Model.IntPrjfolder\Network Data.IntPrjfolder\Main Grid.ElmNet\Bus124.ElmTerm
Line52 | ElmLne | Network Model.IntPrjfolder\Network Data.IntPrjfolder\Main Grid.ElmNet\Line52.ElmLne | Library.IntPrjfolder\Equipment Type Library.IntPrjfolder\20 kV 150A.TypLne | 0 |  | 2 | Bus124 | 20 | 1 | Network Model.IntPrjfolder\Network Data.IntPrjfolder\Main Grid.ElmNet\Bus124.ElmTerm | Terminal(24) | 20 | 1 | Network Model.IntPrjfolder\Network Data.IntPrjfolder\Main Grid.ElmNet\Terminal(24).ElmTerm
Line190 | ElmLne | Network Model.IntPrjfolder\Network Data.IntPrjfolder\Main Grid.ElmNet\Line190.ElmLne | Library.IntPrjfolder\Equipment Type Library.IntPrjfolder\20 kV 150A.TypLne | 0 |  | 2 | Bus300 | 20 | 1 | Network Model.IntPrjfolder\Network Data.IntPrjfolder\Main Grid.ElmNet\Bus300.ElmTerm | Bus126 | 20 | 1 | Network Model.IntPrjfolder\Network Data.IntPrjfolder\Main Grid.ElmNet\Bus126.ElmTerm
Line53 | ElmLne | Network Model.IntPrjfolder\Network Data.IntPrjfolder\Main Grid.ElmNet\Line53.ElmLne | Library.IntPrjfolder\Equipment Type Library.IntPrjfolder\20 kV 150A.TypLne | 0 |  | 2 | Bus126 | 20 | 1 | Network Model.IntPrjfolder\Network Data.IntPrjfolder\Main Grid.ElmNet\Bus126.ElmTerm | Bus128 | 20 | 1 | Network Model.IntPrjfolder\Network Data.IntPrjfolder\Main Grid.ElmNet\Bus128.ElmTerm
Line54 | ElmLne | Network Model.IntPrjfolder\Network Data.IntPrjfolder\Main Grid.ElmNet\Line54.ElmLne | Library.IntPrjfolder\Equipment Type Library.IntPrjfolder\20 kV 150A.TypLne | 0 |  | 2 | Bus128 | 20 | 1 | Network Model.IntPrjfolder\Network Data.IntPrjfolder\Main Grid.ElmNet\Bus128.ElmTerm | Bus130 | 20 | 1 | Network Model.IntPrjfolder\Network Data.IntPrjfolder\Main Grid.ElmNet\Bus130.ElmTerm
Line193 | ElmLne | Network Model.IntPrjfolder\Network Data.IntPrjfolder\Main Grid.ElmNet\Line193.ElmLne | Library.IntPrjfolder\Equipment Type Library.IntPrjfolder\20 kV 150A.TypLne | 0 |  | 2 | Bus130 | 20 | 1 | Network Model.IntPrjfolder\Network Data.IntPrjfolder\Main Grid.ElmNet\Bus130.ElmTerm | Terminal(25) | 20 | 1 | Network Model.IntPrjfolder\Network Data.IntPrjfolder\Main Grid.ElmNet\Terminal(25).ElmTerm
Cable SANGKAPURA | ElmLne | Network Model.IntPrjfolder\Network Data.IntPrjfolder\Main Grid.ElmNet\Cable SANGKAPURA.ElmLne | Library.IntPrjfolder\Equipment Type Library.IntPrjfolder\SANGKAPURA.TypLne | 0 |  | 2 | Terminal(26) | 20 | 1 | Network Model.IntPrjfolder\Network Data.IntPrjfolder\Main Grid.ElmNet\Terminal(26).ElmTerm | Bus186 | 20 | 1 | Network Model.IntPrjfolder\Network Data.IntPrjfolder\Main Grid.ElmNet\Bus186.ElmTerm
Line82 | ElmLne | Network Model.IntPrjfolder\Network Data.IntPrjfolder\Main Grid.ElmNet\Line82.ElmLne | Library.IntPrjfolder\Equipment Type Library.IntPrjfolder\20kV 150B.TypLne | 0 |  | 2 | Bus186 | 20 | 1 | Network Model.IntPrjfolder\Network Data.IntPrjfolder\Main Grid.ElmNet\Bus186.ElmTerm | Bus311 | 20 | 1 | Network Model.IntPrjfolder\Network Data.IntPrjfolder\Main Grid.ElmNet\Bus311.ElmTerm
Line197 | ElmLne | Network Model.IntPrjfolder\Network Data.IntPrjfolder\Main Grid.ElmNet\Line197.ElmLne | Library.IntPrjfolder\Equipment Type Library.IntPrjfolder\20kV 150B.TypLne | 0 |  | 2 | Bus311 | 20 | 1 | Network Model.IntPrjfolder\Network Data.IntPrjfolder\Main Grid.ElmNet\Bus311.ElmTerm | Bus48 | 20 | 1 | Network Model.IntPrjfolder\Network Data.IntPrjfolder\Main Grid.ElmNet\Bus48.ElmTerm
Line63 | ElmLne | Network Model.IntPrjfolder\Network Data.IntPrjfolder\Main Grid.ElmNet\Line63.ElmLne | Library.IntPrjfolder\Equipment Type Library.IntPrjfolder\20kV 150B.TypLne | 0 |  | 2 | Bus48 | 20 | 1 | Network Model.IntPrjfolder\Network Data.IntPrjfolder\Main Grid.ElmNet\Bus48.ElmTerm | Bus150 | 20 | 1 | Network Model.IntPrjfolder\Network Data.IntPrjfolder\Main Grid.ElmNet\Bus150.ElmTerm
Line199 | ElmLne | Network Model.IntPrjfolder\Network Data.IntPrjfolder\Main Grid.ElmNet\Line199.ElmLne | Library.IntPrjfolder\Equipment Type Library.IntPrjfolder\20kV 150B.TypLne | 0 |  | 2 | Bus314 | 20 | 1 | Network Model.IntPrjfolder\Network Data.IntPrjfolder\Main Grid.ElmNet\Bus314.ElmTerm | Bus48 | 20 | 1 | Network Model.IntPrjfolder\Network Data.IntPrjfolder\Main Grid.ElmNet\Bus48.ElmTerm
Line65 | ElmLne | Network Model.IntPrjfolder\Network Data.IntPrjfolder\Main Grid.ElmNet\Line65.ElmLne | Library.IntPrjfolder\Equipment Type Library.IntPrjfolder\20kV 150B.TypLne | 0 |  | 2 | Terminal(29) | 20 | 1 | Network Model.IntPrjfolder\Network Data.IntPrjfolder\Main Grid.ElmNet\Terminal(29).ElmTerm | Bus48 | 20 | 1 | Network Model.IntPrjfolder\Network Data.IntPrjfolder\Main Grid.ElmNet\Bus48.ElmTerm
Line201 | ElmLne | Network Model.IntPrjfolder\Network Data.IntPrjfolder\Main Grid.ElmNet\Line201.ElmLne | Library.IntPrjfolder\Equipment Type Library.IntPrjfolder\20kV 150B.TypLne | 0 |  | 2 | Bus315 | 20 | 1 | Network Model.IntPrjfolder\Network Data.IntPrjfolder\Main Grid.ElmNet\Bus315.ElmTerm | Bus155 | 20 | 1 | Network Model.IntPrjfolder\Network Data.IntPrjfolder\Main Grid.ElmNet\Bus155.ElmTerm
Line203 | ElmLne | Network Model.IntPrjfolder\Network Data.IntPrjfolder\Main Grid.ElmNet\Line203.ElmLne | Library.IntPrjfolder\Equipment Type Library.IntPrjfolder\20kV 150B.TypLne | 0 |  | 2 | Bus155 | 20 | 1 | Network Model.IntPrjfolder\Network Data.IntPrjfolder\Main Grid.ElmNet\Bus155.ElmTerm | Bus316 | 20 | 1 | Network Model.IntPrjfolder\Network Data.IntPrjfolder\Main Grid.ElmNet\Bus316.ElmTerm
Line205 | ElmLne | Network Model.IntPrjfolder\Network Data.IntPrjfolder\Main Grid.ElmNet\Line205.ElmLne | Library.IntPrjfolder\Equipment Type Library.IntPrjfolder\20kV 150B.TypLne | 0 |  | 2 | Bus316 | 20 | 1 | Network Model.IntPrjfolder\Network Data.IntPrjfolder\Main Grid.ElmNet\Bus316.ElmTerm | Bus319 | 20 | 1 | Network Model.IntPrjfolder\Network Data.IntPrjfolder\Main Grid.ElmNet\Bus319.ElmTerm
Line66 | ElmLne | Network Model.IntPrjfolder\Network Data.IntPrjfolder\Main Grid.ElmNet\Line66.ElmLne | Library.IntPrjfolder\Equipment Type Library.IntPrjfolder\20kV 150B.TypLne | 0 |  | 2 | Bus155 | 20 | 1 | Network Model.IntPrjfolder\Network Data.IntPrjfolder\Main Grid.ElmNet\Bus155.ElmTerm | Terminal(30) | 20 | 1 | Network Model.IntPrjfolder\Network Data.IntPrjfolder\Main Grid.ElmNet\Terminal(30).ElmTerm
Line207 | ElmLne | Network Model.IntPrjfolder\Network Data.IntPrjfolder\Main Grid.ElmNet\Line207.ElmLne | Library.IntPrjfolder\Equipment Type Library.IntPrjfolder\20kV 150B.TypLne | 0 |  | 2 | Terminal(30) | 20 | 1 | Network Model.IntPrjfolder\Network Data.IntPrjfolder\Main Grid.ElmNet\Terminal(30).ElmTerm | Bus157 | 20 | 1 | Network Model.IntPrjfolder\Network Data.IntPrjfolder\Main Grid.ElmNet\Bus157.ElmTerm
Line67 | ElmLne | Network Model.IntPrjfolder\Network Data.IntPrjfolder\Main Grid.ElmNet\Line67.ElmLne | Library.IntPrjfolder\Equipment Type Library.IntPrjfolder\20kV 150B.TypLne | 0 |  | 2 | Bus157 | 20 | 1 | Network Model.IntPrjfolder\Network Data.IntPrjfolder\Main Grid.ElmNet\Bus157.ElmTerm | Bus159 | 20 | 1 | Network Model.IntPrjfolder\Network Data.IntPrjfolder\Main Grid.ElmNet\Bus159.ElmTerm
Line209 | ElmLne | Network Model.IntPrjfolder\Network Data.IntPrjfolder\Main Grid.ElmNet\Line209.ElmLne | Library.IntPrjfolder\Equipment Type Library.IntPrjfolder\20kV 150B.TypLne | 0 |  | 2 | Bus159 | 20 | 1 | Network Model.IntPrjfolder\Network Data.IntPrjfolder\Main Grid.ElmNet\Bus159.ElmTerm | Bus321 | 20 | 1 | Network Model.IntPrjfolder\Network Data.IntPrjfolder\Main Grid.ElmNet\Bus321.ElmTerm
Line211 | ElmLne | Network Model.IntPrjfolder\Network Data.IntPrjfolder\Main Grid.ElmNet\Line211.ElmLne | Library.IntPrjfolder\Equipment Type Library.IntPrjfolder\20kV 150B.TypLne | 0 |  | 2 | Bus321 | 20 | 1 | Network Model.IntPrjfolder\Network Data.IntPrjfolder\Main Grid.ElmNet\Bus321.ElmTerm | Bus324 | 20 | 1 | Network Model.IntPrjfolder\Network Data.IntPrjfolder\Main Grid.ElmNet\Bus324.ElmTerm
Line213 | ElmLne | Network Model.IntPrjfolder\Network Data.IntPrjfolder\Main Grid.ElmNet\Line213.ElmLne | Library.IntPrjfolder\Equipment Type Library.IntPrjfolder\20kV 150B.TypLne | 0 |  | 2 | Bus324 | 20 | 1 | Network Model.IntPrjfolder\Network Data.IntPrjfolder\Main Grid.ElmNet\Bus324.ElmTerm | Bus328 | 20 | 1 | Network Model.IntPrjfolder\Network Data.IntPrjfolder\Main Grid.ElmNet\Bus328.ElmTerm
Line68 | ElmLne | Network Model.IntPrjfolder\Network Data.IntPrjfolder\Main Grid.ElmNet\Line68.ElmLne | Library.IntPrjfolder\Equipment Type Library.IntPrjfolder\20kV 150B.TypLne | 0 |  | 2 | Bus159 | 20 | 1 | Network Model.IntPrjfolder\Network Data.IntPrjfolder\Main Grid.ElmNet\Bus159.ElmTerm | Bus161 | 20 | 1 | Network Model.IntPrjfolder\Network Data.IntPrjfolder\Main Grid.ElmNet\Bus161.ElmTerm
Line69 | ElmLne | Network Model.IntPrjfolder\Network Data.IntPrjfolder\Main Grid.ElmNet\Line69.ElmLne | Library.IntPrjfolder\Equipment Type Library.IntPrjfolder\20kV 150B.TypLne | 0 |  | 2 | Bus161 | 20 | 1 | Network Model.IntPrjfolder\Network Data.IntPrjfolder\Main Grid.ElmNet\Bus161.ElmTerm | Bus163 | 20 | 1 | Network Model.IntPrjfolder\Network Data.IntPrjfolder\Main Grid.ElmNet\Bus163.ElmTerm
Line72 | ElmLne | Network Model.IntPrjfolder\Network Data.IntPrjfolder\Main Grid.ElmNet\Line72.ElmLne | Library.IntPrjfolder\Equipment Type Library.IntPrjfolder\16.TypLne | 0 |  | 2 | Bus169 | 20 | 1 | Network Model.IntPrjfolder\Network Data.IntPrjfolder\Main Grid.ElmNet\Bus169.ElmTerm | Bus167 | 20 | 1 | Network Model.IntPrjfolder\Network Data.IntPrjfolder\Main Grid.ElmNet\Bus167.ElmTerm
Line70 | ElmLne | Network Model.IntPrjfolder\Network Data.IntPrjfolder\Main Grid.ElmNet\Line70.ElmLne | Library.IntPrjfolder\Equipment Type Library.IntPrjfolder\20kV 150B.TypLne | 0 |  | 2 | Bus163 | 20 | 1 | Network Model.IntPrjfolder\Network Data.IntPrjfolder\Main Grid.ElmNet\Bus163.ElmTerm | Bus165 | 20 | 1 | Network Model.IntPrjfolder\Network Data.IntPrjfolder\Main Grid.ElmNet\Bus165.ElmTerm
Line71 | ElmLne | Network Model.IntPrjfolder\Network Data.IntPrjfolder\Main Grid.ElmNet\Line71.ElmLne | Library.IntPrjfolder\Equipment Type Library.IntPrjfolder\20kV 150B.TypLne | 0 |  | 2 | Bus167 | 20 | 1 | Network Model.IntPrjfolder\Network Data.IntPrjfolder\Main Grid.ElmNet\Bus167.ElmTerm | Bus165 | 20 | 1 | Network Model.IntPrjfolder\Network Data.IntPrjfolder\Main Grid.ElmNet\Bus165.ElmTerm
Line215 | ElmLne | Network Model.IntPrjfolder\Network Data.IntPrjfolder\Main Grid.ElmNet\Line215.ElmLne | Library.IntPrjfolder\Equipment Type Library.IntPrjfolder\20kV 150B.TypLne | 0 |  | 2 | Bus163 | 20 | 1 | Network Model.IntPrjfolder\Network Data.IntPrjfolder\Main Grid.ElmNet\Bus163.ElmTerm | Terminal(31) | 20 | 1 | Network Model.IntPrjfolder\Network Data.IntPrjfolder\Main Grid.ElmNet\Terminal(31).ElmTerm
Line217 | ElmLne | Network Model.IntPrjfolder\Network Data.IntPrjfolder\Main Grid.ElmNet\Line217.ElmLne | Library.IntPrjfolder\Equipment Type Library.IntPrjfolder\20kV 150B.TypLne | 0 |  | 2 | Terminal(31) | 20 | 1 | Network Model.IntPrjfolder\Network Data.IntPrjfolder\Main Grid.ElmNet\Terminal(31).ElmTerm | Terminal(32) | 20 | 1 | Network Model.IntPrjfolder\Network Data.IntPrjfolder\Main Grid.ElmNet\Terminal(32).ElmTerm
Line73 | ElmLne | Network Model.IntPrjfolder\Network Data.IntPrjfolder\Main Grid.ElmNet\Line73.ElmLne | Library.IntPrjfolder\Equipment Type Library.IntPrjfolder\16.TypLne | 0 |  | 2 | Terminal(33) | 20 | 1 | Network Model.IntPrjfolder\Network Data.IntPrjfolder\Main Grid.ElmNet\Terminal(33).ElmTerm | Bus163 | 20 | 1 | Network Model.IntPrjfolder\Network Data.IntPrjfolder\Main Grid.ElmNet\Bus163.ElmTerm
Line219 | ElmLne | Network Model.IntPrjfolder\Network Data.IntPrjfolder\Main Grid.ElmNet\Line219.ElmLne | Library.IntPrjfolder\Equipment Type Library.IntPrjfolder\16.TypLne | 0 |  | 2 | Bus334 | 20 | 1 | Network Model.IntPrjfolder\Network Data.IntPrjfolder\Main Grid.ElmNet\Bus334.ElmTerm | Bus171 | 20 | 1 | Network Model.IntPrjfolder\Network Data.IntPrjfolder\Main Grid.ElmNet\Bus171.ElmTerm
Line74 | ElmLne | Network Model.IntPrjfolder\Network Data.IntPrjfolder\Main Grid.ElmNet\Line74.ElmLne | Library.IntPrjfolder\Equipment Type Library.IntPrjfolder\20kV 150B.TypLne | 0 |  | 2 | Bus171 | 20 | 1 | Network Model.IntPrjfolder\Network Data.IntPrjfolder\Main Grid.ElmNet\Bus171.ElmTerm | Bus173 | 20 | 1 | Network Model.IntPrjfolder\Network Data.IntPrjfolder\Main Grid.ElmNet\Bus173.ElmTerm
Line75 | ElmLne | Network Model.IntPrjfolder\Network Data.IntPrjfolder\Main Grid.ElmNet\Line75.ElmLne | Library.IntPrjfolder\Equipment Type Library.IntPrjfolder\20kV 150B.TypLne | 0 |  | 2 | Bus171 | 20 | 1 | Network Model.IntPrjfolder\Network Data.IntPrjfolder\Main Grid.ElmNet\Bus171.ElmTerm | Bus175 | 20 | 1 | Network Model.IntPrjfolder\Network Data.IntPrjfolder\Main Grid.ElmNet\Bus175.ElmTerm
Line76 | ElmLne | Network Model.IntPrjfolder\Network Data.IntPrjfolder\Main Grid.ElmNet\Line76.ElmLne | Library.IntPrjfolder\Equipment Type Library.IntPrjfolder\20kV 150B.TypLne | 0 |  | 2 | Bus175 | 20 | 1 | Network Model.IntPrjfolder\Network Data.IntPrjfolder\Main Grid.ElmNet\Bus175.ElmTerm | Bus177 | 20 | 1 | Network Model.IntPrjfolder\Network Data.IntPrjfolder\Main Grid.ElmNet\Bus177.ElmTerm
Line221 | ElmLne | Network Model.IntPrjfolder\Network Data.IntPrjfolder\Main Grid.ElmNet\Line221.ElmLne | Library.IntPrjfolder\Equipment Type Library.IntPrjfolder\20kV 150B.TypLne | 0 |  | 2 | Bus177 | 20 | 1 | Network Model.IntPrjfolder\Network Data.IntPrjfolder\Main Grid.ElmNet\Bus177.ElmTerm | Bus335 | 20 | 1 | Network Model.IntPrjfolder\Network Data.IntPrjfolder\Main Grid.ElmNet\Bus335.ElmTerm
Line77 | ElmLne | Network Model.IntPrjfolder\Network Data.IntPrjfolder\Main Grid.ElmNet\Line77.ElmLne | Library.IntPrjfolder\Equipment Type Library.IntPrjfolder\20kV 150B.TypLne | 0 |  | 2 | Bus177 | 20 | 1 | Network Model.IntPrjfolder\Network Data.IntPrjfolder\Main Grid.ElmNet\Bus177.ElmTerm | Terminal(35) | 20 | 1 | Network Model.IntPrjfolder\Network Data.IntPrjfolder\Main Grid.ElmNet\Terminal(35).ElmTerm
Line223 | ElmLne | Network Model.IntPrjfolder\Network Data.IntPrjfolder\Main Grid.ElmNet\Line223.ElmLne | Library.IntPrjfolder\Equipment Type Library.IntPrjfolder\20kV 150B.TypLne | 0 |  | 2 | Bus336 | 20 | 1 | Network Model.IntPrjfolder\Network Data.IntPrjfolder\Main Grid.ElmNet\Bus336.ElmTerm | Bus179 | 20 | 1 | Network Model.IntPrjfolder\Network Data.IntPrjfolder\Main Grid.ElmNet\Bus179.ElmTerm
Line78 | ElmLne | Network Model.IntPrjfolder\Network Data.IntPrjfolder\Main Grid.ElmNet\Line78.ElmLne | Library.IntPrjfolder\Equipment Type Library.IntPrjfolder\20kV 150B.TypLne | 0 |  | 2 | Bus181 | 20 | 1 | Network Model.IntPrjfolder\Network Data.IntPrjfolder\Main Grid.ElmNet\Bus181.ElmTerm | Bus179 | 20 | 1 | Network Model.IntPrjfolder\Network Data.IntPrjfolder\Main Grid.ElmNet\Bus179.ElmTerm
Line225 | ElmLne | Network Model.IntPrjfolder\Network Data.IntPrjfolder\Main Grid.ElmNet\Line225.ElmLne | Library.IntPrjfolder\Equipment Type Library.IntPrjfolder\20kV 150B.TypLne | 0 |  | 2 | Bus181 | 20 | 1 | Network Model.IntPrjfolder\Network Data.IntPrjfolder\Main Grid.ElmNet\Bus181.ElmTerm | Terminal(36) | 20 | 1 | Network Model.IntPrjfolder\Network Data.IntPrjfolder\Main Grid.ElmNet\Terminal(36).ElmTerm
Line79 | ElmLne | Network Model.IntPrjfolder\Network Data.IntPrjfolder\Main Grid.ElmNet\Line79.ElmLne | Library.IntPrjfolder\Equipment Type Library.IntPrjfolder\20kV 150B.TypLne | 0 |  | 2 | Bus337 | 20 | 1 | Network Model.IntPrjfolder\Network Data.IntPrjfolder\Main Grid.ElmNet\Bus337.ElmTerm | Bus183 | 20 | 1 | Network Model.IntPrjfolder\Network Data.IntPrjfolder\Main Grid.ElmNet\Bus183.ElmTerm
Line227 | ElmLne | Network Model.IntPrjfolder\Network Data.IntPrjfolder\Main Grid.ElmNet\Line227.ElmLne | Library.IntPrjfolder\Equipment Type Library.IntPrjfolder\20kV 150B.TypLne | 0 |  | 2 | Bus183 | 20 | 1 | Network Model.IntPrjfolder\Network Data.IntPrjfolder\Main Grid.ElmNet\Bus183.ElmTerm | Bus132 | 20 | 1 | Network Model.IntPrjfolder\Network Data.IntPrjfolder\Main Grid.ElmNet\Bus132.ElmTerm
Line55 | ElmLne | Network Model.IntPrjfolder\Network Data.IntPrjfolder\Main Grid.ElmNet\Line55.ElmLne | Library.IntPrjfolder\Equipment Type Library.IntPrjfolder\20 kV 150A.TypLne | 0 |  | 2 | Bus132 | 20 | 1 | Network Model.IntPrjfolder\Network Data.IntPrjfolder\Main Grid.ElmNet\Bus132.ElmTerm | Bus338 | 20 | 1 | Network Model.IntPrjfolder\Network Data.IntPrjfolder\Main Grid.ElmNet\Bus338.ElmTerm
Line57 | ElmLne | Network Model.IntPrjfolder\Network Data.IntPrjfolder\Main Grid.ElmNet\Line57.ElmLne | Library.IntPrjfolder\Equipment Type Library.IntPrjfolder\20 kV 150A.TypLne | 0 |  | 2 | Bus183 | 20 | 1 | Network Model.IntPrjfolder\Network Data.IntPrjfolder\Main Grid.ElmNet\Bus183.ElmTerm | Bus136 | 20 | 1 | Network Model.IntPrjfolder\Network Data.IntPrjfolder\Main Grid.ElmNet\Bus136.ElmTerm
Line58 | ElmLne | Network Model.IntPrjfolder\Network Data.IntPrjfolder\Main Grid.ElmNet\Line58.ElmLne | Library.IntPrjfolder\Equipment Type Library.IntPrjfolder\20 kV 150A.TypLne | 0 |  | 2 | Bus136 | 20 | 1 | Network Model.IntPrjfolder\Network Data.IntPrjfolder\Main Grid.ElmNet\Bus136.ElmTerm | Bus139 | 20 | 1 | Network Model.IntPrjfolder\Network Data.IntPrjfolder\Main Grid.ElmNet\Bus139.ElmTerm
Line59 | ElmLne | Network Model.IntPrjfolder\Network Data.IntPrjfolder\Main Grid.ElmNet\Line59.ElmLne | Library.IntPrjfolder\Equipment Type Library.IntPrjfolder\20 kV 150A.TypLne | 0 |  | 2 | Bus139 | 20 | 1 | Network Model.IntPrjfolder\Network Data.IntPrjfolder\Main Grid.ElmNet\Bus139.ElmTerm | Bus141 | 20 | 1 | Network Model.IntPrjfolder\Network Data.IntPrjfolder\Main Grid.ElmNet\Bus141.ElmTerm
Line60 | ElmLne | Network Model.IntPrjfolder\Network Data.IntPrjfolder\Main Grid.ElmNet\Line60.ElmLne | Library.IntPrjfolder\Equipment Type Library.IntPrjfolder\20 kV 150A.TypLne | 0 |  | 2 | Bus141 | 20 | 1 | Network Model.IntPrjfolder\Network Data.IntPrjfolder\Main Grid.ElmNet\Bus141.ElmTerm | Bus143 | 20 | 1 | Network Model.IntPrjfolder\Network Data.IntPrjfolder\Main Grid.ElmNet\Bus143.ElmTerm
Line61 | ElmLne | Network Model.IntPrjfolder\Network Data.IntPrjfolder\Main Grid.ElmNet\Line61.ElmLne | Library.IntPrjfolder\Equipment Type Library.IntPrjfolder\20 kV 150A.TypLne | 0 |  | 2 | Bus143 | 20 | 1 | Network Model.IntPrjfolder\Network Data.IntPrjfolder\Main Grid.ElmNet\Bus143.ElmTerm | Terminal(37) | 20 | 1 | Network Model.IntPrjfolder\Network Data.IntPrjfolder\Main Grid.ElmNet\Terminal(37).ElmTerm
Line229 | ElmLne | Network Model.IntPrjfolder\Network Data.IntPrjfolder\Main Grid.ElmNet\Line229.ElmLne | Library.IntPrjfolder\Equipment Type Library.IntPrjfolder\20 kV 150A.TypLne | 0 |  | 2 | Bus339 | 20 | 1 | Network Model.IntPrjfolder\Network Data.IntPrjfolder\Main Grid.ElmNet\Bus339.ElmTerm | Bus145 | 20 | 1 | Network Model.IntPrjfolder\Network Data.IntPrjfolder\Main Grid.ElmNet\Bus145.ElmTerm
Line62 | ElmLne | Network Model.IntPrjfolder\Network Data.IntPrjfolder\Main Grid.ElmNet\Line62.ElmLne | Library.IntPrjfolder\Equipment Type Library.IntPrjfolder\20 kV 150A.TypLne | 0 |  | 2 | Bus145 | 20 | 1 | Network Model.IntPrjfolder\Network Data.IntPrjfolder\Main Grid.ElmNet\Bus145.ElmTerm | Bus147 | 20 | 1 | Network Model.IntPrjfolder\Network Data.IntPrjfolder\Main Grid.ElmNet\Bus147.ElmTerm
Line245 | ElmLne | Network Model.IntPrjfolder\Network Data.IntPrjfolder\Main Grid.ElmNet\Line245.ElmLne | Library.IntPrjfolder\Equipment Type Library.IntPrjfolder\20 kV 150A.TypLne | 0 |  | 2 | Bus147 | 20 | 1 | Network Model.IntPrjfolder\Network Data.IntPrjfolder\Main Grid.ElmNet\Bus147.ElmTerm | Bus365 | 20 | 1 | Network Model.IntPrjfolder\Network Data.IntPrjfolder\Main Grid.ElmNet\Bus365.ElmTerm
Line251 | ElmLne | Network Model.IntPrjfolder\Network Data.IntPrjfolder\Main Grid.ElmNet\Line251.ElmLne | Library.IntPrjfolder\Equipment Type Library.IntPrjfolder\20 kV 150A.TypLne | 0 |  | 2 | Bus365 | 20 | 1 | Network Model.IntPrjfolder\Network Data.IntPrjfolder\Main Grid.ElmNet\Bus365.ElmTerm | Bus371 | 20 | 1 | Network Model.IntPrjfolder\Network Data.IntPrjfolder\Main Grid.ElmNet\Bus371.ElmTerm
Line247 | ElmLne | Network Model.IntPrjfolder\Network Data.IntPrjfolder\Main Grid.ElmNet\Line247.ElmLne | Library.IntPrjfolder\Equipment Type Library.IntPrjfolder\20 kV 150A.TypLne | 0 |  | 2 | Bus371 | 20 | 1 | Network Model.IntPrjfolder\Network Data.IntPrjfolder\Main Grid.ElmNet\Bus371.ElmTerm | Bus370 | 20 | 1 | Network Model.IntPrjfolder\Network Data.IntPrjfolder\Main Grid.ElmNet\Bus370.ElmTerm
Line249 | ElmLne | Network Model.IntPrjfolder\Network Data.IntPrjfolder\Main Grid.ElmNet\Line249.ElmLne | Library.IntPrjfolder\Equipment Type Library.IntPrjfolder\20 kV 150A.TypLne | 0 |  | 2 | Bus370 | 20 | 1 | Network Model.IntPrjfolder\Network Data.IntPrjfolder\Main Grid.ElmNet\Bus370.ElmTerm | Bus369 | 20 | 1 | Network Model.IntPrjfolder\Network Data.IntPrjfolder\Main Grid.ElmNet\Bus369.ElmTerm
Line231 | ElmLne | Network Model.IntPrjfolder\Network Data.IntPrjfolder\Main Grid.ElmNet\Line231.ElmLne | Library.IntPrjfolder\Equipment Type Library.IntPrjfolder\20 kV 150A.TypLne | 0 |  | 2 | Bus147 | 20 | 1 | Network Model.IntPrjfolder\Network Data.IntPrjfolder\Main Grid.ElmNet\Bus147.ElmTerm | Terminal(38) | 20 | 1 | Network Model.IntPrjfolder\Network Data.IntPrjfolder\Main Grid.ElmNet\Terminal(38).ElmTerm
Line233 | ElmLne | Network Model.IntPrjfolder\Network Data.IntPrjfolder\Main Grid.ElmNet\Line233.ElmLne | Library.IntPrjfolder\Equipment Type Library.IntPrjfolder\20 kV 150A.TypLne | 0 |  | 2 | Terminal(38) | 20 | 1 | Network Model.IntPrjfolder\Network Data.IntPrjfolder\Main Grid.ElmNet\Terminal(38).ElmTerm | Bus343 | 20 | 1 | Network Model.IntPrjfolder\Network Data.IntPrjfolder\Main Grid.ElmNet\Bus343.ElmTerm
Line237 | ElmLne | Network Model.IntPrjfolder\Network Data.IntPrjfolder\Main Grid.ElmNet\Line237.ElmLne | Library.IntPrjfolder\Equipment Type Library.IntPrjfolder\20 kV 150A.TypLne | 0 |  | 2 | Terminal(39) | 20 | 1 | Network Model.IntPrjfolder\Network Data.IntPrjfolder\Main Grid.ElmNet\Terminal(39).ElmTerm | Bus343 | 20 | 1 | Network Model.IntPrjfolder\Network Data.IntPrjfolder\Main Grid.ElmNet\Bus343.ElmTerm
Line235 | ElmLne | Network Model.IntPrjfolder\Network Data.IntPrjfolder\Main Grid.ElmNet\Line235.ElmLne | Library.IntPrjfolder\Equipment Type Library.IntPrjfolder\20 kV 150A.TypLne | 0 |  | 2 | Terminal(39) | 20 | 1 | Network Model.IntPrjfolder\Network Data.IntPrjfolder\Main Grid.ElmNet\Terminal(39).ElmTerm | Terminal(40) | 20 | 1 | Network Model.IntPrjfolder\Network Data.IntPrjfolder\Main Grid.ElmNet\Terminal(40).ElmTerm
Line239 | ElmLne | Network Model.IntPrjfolder\Network Data.IntPrjfolder\Main Grid.ElmNet\Line239.ElmLne | Library.IntPrjfolder\Equipment Type Library.IntPrjfolder\20 kV 150A.TypLne | 0 |  | 2 | Terminal(39) | 20 | 1 | Network Model.IntPrjfolder\Network Data.IntPrjfolder\Main Grid.ElmNet\Terminal(39).ElmTerm | Terminal(41) | 20 | 1 | Network Model.IntPrjfolder\Network Data.IntPrjfolder\Main Grid.ElmNet\Terminal(41).ElmTerm
ND0015 | ElmLod | Network Model.IntPrjfolder\Network Data.IntPrjfolder\Main Grid.ElmNet\ND0015.ElmLod |  | 0 |  | 1 | Bus191 | 0.4 | 1 | Network Model.IntPrjfolder\Network Data.IntPrjfolder\Main Grid.ElmNet\Bus191.ElmTerm
ND0014 | ElmLod | Network Model.IntPrjfolder\Network Data.IntPrjfolder\Main Grid.ElmNet\ND0014.ElmLod |  | 0 |  | 1 | Bus187 | 0.4 | 1 | Network Model.IntPrjfolder\Network Data.IntPrjfolder\Main Grid.ElmNet\Bus187.ElmTerm
ND0016 | ElmLod | Network Model.IntPrjfolder\Network Data.IntPrjfolder\Main Grid.ElmNet\ND0016.ElmLod |  | 0 |  | 1 | Bus29 | 0.4 | 1 | Network Model.IntPrjfolder\Network Data.IntPrjfolder\Main Grid.ElmNet\Bus29.ElmTerm
ND0083 | ElmLod | Network Model.IntPrjfolder\Network Data.IntPrjfolder\Main Grid.ElmNet\ND0083.ElmLod |  | 0 |  | 1 | Bus30 | 0.4 | 1 | Network Model.IntPrjfolder\Network Data.IntPrjfolder\Main Grid.ElmNet\Bus30.ElmTerm
ND0017 | ElmLod | Network Model.IntPrjfolder\Network Data.IntPrjfolder\Main Grid.ElmNet\ND0017.ElmLod |  | 0 |  | 1 | Bus195 | 0.4 | 1 | Network Model.IntPrjfolder\Network Data.IntPrjfolder\Main Grid.ElmNet\Bus195.ElmTerm
ND0018 | ElmLod | Network Model.IntPrjfolder\Network Data.IntPrjfolder\Main Grid.ElmNet\ND0018.ElmLod |  | 0 |  | 1 | Bus40 | 0.4 | 1 | Network Model.IntPrjfolder\Network Data.IntPrjfolder\Main Grid.ElmNet\Bus40.ElmTerm
ND0019 | ElmLod | Network Model.IntPrjfolder\Network Data.IntPrjfolder\Main Grid.ElmNet\ND0019.ElmLod |  | 0 |  | 1 | Bus197 | 0.4 | 1 | Network Model.IntPrjfolder\Network Data.IntPrjfolder\Main Grid.ElmNet\Bus197.ElmTerm
ND0028 | ElmLod | Network Model.IntPrjfolder\Network Data.IntPrjfolder\Main Grid.ElmNet\ND0028.ElmLod |  | 0 |  | 1 | Bus45 | 0.4 | 1 | Network Model.IntPrjfolder\Network Data.IntPrjfolder\Main Grid.ElmNet\Bus45.ElmTerm
ND0079 | ElmLod | Network Model.IntPrjfolder\Network Data.IntPrjfolder\Main Grid.ElmNet\ND0079.ElmLod |  | 0 |  | 1 | Bus47 | 0.4 | 1 | Network Model.IntPrjfolder\Network Data.IntPrjfolder\Main Grid.ElmNet\Bus47.ElmTerm
ND0029 | ElmLod | Network Model.IntPrjfolder\Network Data.IntPrjfolder\Main Grid.ElmNet\ND0029.ElmLod |  | 0 |  | 1 | Bus200 | 0.4 | 1 | Network Model.IntPrjfolder\Network Data.IntPrjfolder\Main Grid.ElmNet\Bus200.ElmTerm
ND0030 | ElmLod | Network Model.IntPrjfolder\Network Data.IntPrjfolder\Main Grid.ElmNet\ND0030.ElmLod |  | 0 |  | 1 | Bus204 | 0.4 | 1 | Network Model.IntPrjfolder\Network Data.IntPrjfolder\Main Grid.ElmNet\Bus204.ElmTerm
ND0020 | ElmLod | Network Model.IntPrjfolder\Network Data.IntPrjfolder\Main Grid.ElmNet\ND0020.ElmLod |  | 0 |  | 1 | Bus62 | 0.4 | 1 | Network Model.IntPrjfolder\Network Data.IntPrjfolder\Main Grid.ElmNet\Bus62.ElmTerm
ND0021 | ElmLod | Network Model.IntPrjfolder\Network Data.IntPrjfolder\Main Grid.ElmNet\ND0021.ElmLod |  | 0 |  | 1 | Bus66 | 0.4 | 1 | Network Model.IntPrjfolder\Network Data.IntPrjfolder\Main Grid.ElmNet\Bus66.ElmTerm
ND0022 | ElmLod | Network Model.IntPrjfolder\Network Data.IntPrjfolder\Main Grid.ElmNet\ND0022.ElmLod |  | 0 |  | 1 | Bus70 | 0.4 | 1 | Network Model.IntPrjfolder\Network Data.IntPrjfolder\Main Grid.ElmNet\Bus70.ElmTerm
ND0023 | ElmLod | Network Model.IntPrjfolder\Network Data.IntPrjfolder\Main Grid.ElmNet\ND0023.ElmLod |  | 0 |  | 1 | Bus208 | 0.4 | 1 | Network Model.IntPrjfolder\Network Data.IntPrjfolder\Main Grid.ElmNet\Bus208.ElmTerm
ND0091 | ElmLod | Network Model.IntPrjfolder\Network Data.IntPrjfolder\Main Grid.ElmNet\ND0091.ElmLod |  | 0 |  | 1 | Bus212 | 0.4 | 1 | Network Model.IntPrjfolder\Network Data.IntPrjfolder\Main Grid.ElmNet\Bus212.ElmTerm
ND0024 | ElmLod | Network Model.IntPrjfolder\Network Data.IntPrjfolder\Main Grid.ElmNet\ND0024.ElmLod |  | 0 |  | 1 | Bus215 | 0.4 | 1 | Network Model.IntPrjfolder\Network Data.IntPrjfolder\Main Grid.ElmNet\Bus215.ElmTerm
ND0025 | ElmLod | Network Model.IntPrjfolder\Network Data.IntPrjfolder\Main Grid.ElmNet\ND0025.ElmLod |  | 0 |  | 1 | Terminal(9) | 0.4 | 1 | Network Model.IntPrjfolder\Network Data.IntPrjfolder\Main Grid.ElmNet\Terminal(9).ElmTerm
ND0027 | ElmLod | Network Model.IntPrjfolder\Network Data.IntPrjfolder\Main Grid.ElmNet\ND0027.ElmLod |  | 0 |  | 1 | Bus222 | 0.4 | 1 | Network Model.IntPrjfolder\Network Data.IntPrjfolder\Main Grid.ElmNet\Bus222.ElmTerm
ND0026 | ElmLod | Network Model.IntPrjfolder\Network Data.IntPrjfolder\Main Grid.ElmNet\ND0026.ElmLod |  | 0 |  | 1 | Bus226 | 0.4 | 1 | Network Model.IntPrjfolder\Network Data.IntPrjfolder\Main Grid.ElmNet\Bus226.ElmTerm
ND0031 | ElmLod | Network Model.IntPrjfolder\Network Data.IntPrjfolder\Main Grid.ElmNet\ND0031.ElmLod |  | 0 |  | 1 | Bus13 | 0.4 | 1 | Network Model.IntPrjfolder\Network Data.IntPrjfolder\Main Grid.ElmNet\Bus13.ElmTerm
ND0075 | ElmLod | Network Model.IntPrjfolder\Network Data.IntPrjfolder\Main Grid.ElmNet\ND0075.ElmLod |  | 0 |  | 1 | Bus15 | 0.4 | 1 | Network Model.IntPrjfolder\Network Data.IntPrjfolder\Main Grid.ElmNet\Bus15.ElmTerm
ND0032 | ElmLod | Network Model.IntPrjfolder\Network Data.IntPrjfolder\Main Grid.ElmNet\ND0032.ElmLod |  | 0 |  | 1 | Bus26 | 0.4 | 1 | Network Model.IntPrjfolder\Network Data.IntPrjfolder\Main Grid.ElmNet\Bus26.ElmTerm
ND0076 | ElmLod | Network Model.IntPrjfolder\Network Data.IntPrjfolder\Main Grid.ElmNet\ND0076.ElmLod |  | 0 |  | 1 | Bus32 | 0.4 | 1 | Network Model.IntPrjfolder\Network Data.IntPrjfolder\Main Grid.ElmNet\Bus32.ElmTerm
ND0033 | ElmLod | Network Model.IntPrjfolder\Network Data.IntPrjfolder\Main Grid.ElmNet\ND0033.ElmLod |  | 0 |  | 1 | Bus233 | 0.4 | 1 | Network Model.IntPrjfolder\Network Data.IntPrjfolder\Main Grid.ElmNet\Bus233.ElmTerm
ND0034 | ElmLod | Network Model.IntPrjfolder\Network Data.IntPrjfolder\Main Grid.ElmNet\ND0034.ElmLod |  | 0 |  | 1 | Bus72 | 0.4 | 1 | Network Model.IntPrjfolder\Network Data.IntPrjfolder\Main Grid.ElmNet\Bus72.ElmTerm
ND0035 | ElmLod | Network Model.IntPrjfolder\Network Data.IntPrjfolder\Main Grid.ElmNet\ND0035.ElmLod |  | 0 |  | 1 | Bus77 | 0.4 | 1 | Network Model.IntPrjfolder\Network Data.IntPrjfolder\Main Grid.ElmNet\Bus77.ElmTerm
ND0036 | ElmLod | Network Model.IntPrjfolder\Network Data.IntPrjfolder\Main Grid.ElmNet\ND0036.ElmLod |  | 0 |  | 1 | Bus237 | 0.4 | 1 | Network Model.IntPrjfolder\Network Data.IntPrjfolder\Main Grid.ElmNet\Bus237.ElmTerm
ND0037 | ElmLod | Network Model.IntPrjfolder\Network Data.IntPrjfolder\Main Grid.ElmNet\ND0037.ElmLod |  | 0 |  | 1 | Bus38 | 0.4 | 1 | Network Model.IntPrjfolder\Network Data.IntPrjfolder\Main Grid.ElmNet\Bus38.ElmTerm
ND0038 | ElmLod | Network Model.IntPrjfolder\Network Data.IntPrjfolder\Main Grid.ElmNet\ND0038.ElmLod |  | 0 |  | 1 | Bus81 | 0.4 | 1 | Network Model.IntPrjfolder\Network Data.IntPrjfolder\Main Grid.ElmNet\Bus81.ElmTerm
ND0041 | ElmLod | Network Model.IntPrjfolder\Network Data.IntPrjfolder\Main Grid.ElmNet\ND0041.ElmLod |  | 0 |  | 1 | Bus90 | 0.4 | 1 | Network Model.IntPrjfolder\Network Data.IntPrjfolder\Main Grid.ElmNet\Bus90.ElmTerm
ND0087 | ElmLod | Network Model.IntPrjfolder\Network Data.IntPrjfolder\Main Grid.ElmNet\ND0087.ElmLod |  | 0 |  | 1 | Bus92 | 0.4 | 1 | Network Model.IntPrjfolder\Network Data.IntPrjfolder\Main Grid.ElmNet\Bus92.ElmTerm
ND0042 | ElmLod | Network Model.IntPrjfolder\Network Data.IntPrjfolder\Main Grid.ElmNet\ND0042.ElmLod |  | 0 |  | 1 | Bus243 | 0.4 | 1 | Network Model.IntPrjfolder\Network Data.IntPrjfolder\Main Grid.ElmNet\Bus243.ElmTerm
ND0092 | ElmLod | Network Model.IntPrjfolder\Network Data.IntPrjfolder\Main Grid.ElmNet\ND0092.ElmLod |  | 0 |  | 1 | Bus246 | 0.4 | 1 | Network Model.IntPrjfolder\Network Data.IntPrjfolder\Main Grid.ElmNet\Bus246.ElmTerm
ND0095 | ElmLod | Network Model.IntPrjfolder\Network Data.IntPrjfolder\Main Grid.ElmNet\ND0095.ElmLod |  | 0 |  | 1 | Bus249 | 0.4 | 1 | Network Model.IntPrjfolder\Network Data.IntPrjfolder\Main Grid.ElmNet\Bus249.ElmTerm
ND0093 | ElmLod | Network Model.IntPrjfolder\Network Data.IntPrjfolder\Main Grid.ElmNet\ND0093.ElmLod |  | 0 |  | 1 | Bus253 | 0.4 | 1 | Network Model.IntPrjfolder\Network Data.IntPrjfolder\Main Grid.ElmNet\Bus253.ElmTerm
ND0094 | ElmLod | Network Model.IntPrjfolder\Network Data.IntPrjfolder\Main Grid.ElmNet\ND0094.ElmLod |  | 0 |  | 1 | Bus256 | 0.4 | 1 | Network Model.IntPrjfolder\Network Data.IntPrjfolder\Main Grid.ElmNet\Bus256.ElmTerm
ND0039 | ElmLod | Network Model.IntPrjfolder\Network Data.IntPrjfolder\Main Grid.ElmNet\ND0039.ElmLod |  | 0 |  | 1 | Bus83 | 0.4 | 1 | Network Model.IntPrjfolder\Network Data.IntPrjfolder\Main Grid.ElmNet\Bus83.ElmTerm
ND0040 | ElmLod | Network Model.IntPrjfolder\Network Data.IntPrjfolder\Main Grid.ElmNet\ND0040.ElmLod |  | 0 |  | 1 | Bus85 | 0.4 | 1 | Network Model.IntPrjfolder\Network Data.IntPrjfolder\Main Grid.ElmNet\Bus85.ElmTerm
ND0096 | ElmLod | Network Model.IntPrjfolder\Network Data.IntPrjfolder\Main Grid.ElmNet\ND0096.ElmLod |  | 0 |  | 1 | Bus260 | 0.4 | 1 | Network Model.IntPrjfolder\Network Data.IntPrjfolder\Main Grid.ElmNet\Bus260.ElmTerm
ND0043 | ElmLod | Network Model.IntPrjfolder\Network Data.IntPrjfolder\Main Grid.ElmNet\ND0043.ElmLod |  | 0 |  | 1 | Bus87 | 0.4 | 1 | Network Model.IntPrjfolder\Network Data.IntPrjfolder\Main Grid.ElmNet\Bus87.ElmTerm
ND0044 | ElmLod | Network Model.IntPrjfolder\Network Data.IntPrjfolder\Main Grid.ElmNet\ND0044.ElmLod |  | 0 |  | 1 | Bus94 | 0.4 | 1 | Network Model.IntPrjfolder\Network Data.IntPrjfolder\Main Grid.ElmNet\Bus94.ElmTerm
ND0045 | ElmLod | Network Model.IntPrjfolder\Network Data.IntPrjfolder\Main Grid.ElmNet\ND0045.ElmLod |  | 0 |  | 1 | Bus96 | 0.4 | 1 | Network Model.IntPrjfolder\Network Data.IntPrjfolder\Main Grid.ElmNet\Bus96.ElmTerm
ND00104 | ElmLod | Network Model.IntPrjfolder\Network Data.IntPrjfolder\Main Grid.ElmNet\ND00104.ElmLod |  | 0 |  | 1 | Bus268 | 0.4 | 1 | Network Model.IntPrjfolder\Network Data.IntPrjfolder\Main Grid.ElmNet\Bus268.ElmTerm
ND0046 | ElmLod | Network Model.IntPrjfolder\Network Data.IntPrjfolder\Main Grid.ElmNet\ND0046.ElmLod |  | 0 |  | 1 | Bus98 | 0.4 | 1 | Network Model.IntPrjfolder\Network Data.IntPrjfolder\Main Grid.ElmNet\Bus98.ElmTerm
ND0047 | ElmLod | Network Model.IntPrjfolder\Network Data.IntPrjfolder\Main Grid.ElmNet\ND0047.ElmLod |  | 0 |  | 1 | Bus100 | 0.4 | 1 | Network Model.IntPrjfolder\Network Data.IntPrjfolder\Main Grid.ElmNet\Bus100.ElmTerm
ND0077 | ElmLod | Network Model.IntPrjfolder\Network Data.IntPrjfolder\Main Grid.ElmNet\ND0077.ElmLod |  | 0 |  | 1 | Bus104 | 0.4 | 1 | Network Model.IntPrjfolder\Network Data.IntPrjfolder\Main Grid.ElmNet\Bus104.ElmTerm
ND0082 | ElmLod | Network Model.IntPrjfolder\Network Data.IntPrjfolder\Main Grid.ElmNet\ND0082.ElmLod |  | 0 |  | 1 | Bus272 | 0.4 | 1 | Network Model.IntPrjfolder\Network Data.IntPrjfolder\Main Grid.ElmNet\Bus272.ElmTerm
ND0048 | ElmLod | Network Model.IntPrjfolder\Network Data.IntPrjfolder\Main Grid.ElmNet\ND0048.ElmLod |  | 0 |  | 1 | Bus275 | 0.4 | 1 | Network Model.IntPrjfolder\Network Data.IntPrjfolder\Main Grid.ElmNet\Bus275.ElmTerm
ND0097 | ElmLod | Network Model.IntPrjfolder\Network Data.IntPrjfolder\Main Grid.ElmNet\ND0097.ElmLod |  | 0 |  | 1 | Bus278 | 0.4 | 1 | Network Model.IntPrjfolder\Network Data.IntPrjfolder\Main Grid.ElmNet\Bus278.ElmTerm
ND0049 | ElmLod | Network Model.IntPrjfolder\Network Data.IntPrjfolder\Main Grid.ElmNet\ND0049.ElmLod |  | 0 |  | 1 | Bus102 | 0.4 | 1 | Network Model.IntPrjfolder\Network Data.IntPrjfolder\Main Grid.ElmNet\Bus102.ElmTerm
ND0050 | ElmLod | Network Model.IntPrjfolder\Network Data.IntPrjfolder\Main Grid.ElmNet\ND0050.ElmLod |  | 0 |  | 1 | Bus106 | 0.4 | 1 | Network Model.IntPrjfolder\Network Data.IntPrjfolder\Main Grid.ElmNet\Bus106.ElmTerm
ND0051 | ElmLod | Network Model.IntPrjfolder\Network Data.IntPrjfolder\Main Grid.ElmNet\ND0051.ElmLod |  | 0 |  | 1 | Bus109 | 0.4 | 1 | Network Model.IntPrjfolder\Network Data.IntPrjfolder\Main Grid.ElmNet\Bus109.ElmTerm
ND0081 | ElmLod | Network Model.IntPrjfolder\Network Data.IntPrjfolder\Main Grid.ElmNet\ND0081.ElmLod |  | 0 |  | 1 | Bus111 | 0.4 | 1 | Network Model.IntPrjfolder\Network Data.IntPrjfolder\Main Grid.ElmNet\Bus111.ElmTerm
ND0086 | ElmLod | Network Model.IntPrjfolder\Network Data.IntPrjfolder\Main Grid.ElmNet\ND0086.ElmLod |  | 0 |  | 1 | Bus283 | 0.4 | 1 | Network Model.IntPrjfolder\Network Data.IntPrjfolder\Main Grid.ElmNet\Bus283.ElmTerm
ND0052 | ElmLod | Network Model.IntPrjfolder\Network Data.IntPrjfolder\Main Grid.ElmNet\ND0052.ElmLod |  | 0 |  | 1 | Bus285 | 0.4 | 1 | Network Model.IntPrjfolder\Network Data.IntPrjfolder\Main Grid.ElmNet\Bus285.ElmTerm
ND0053 | ElmLod | Network Model.IntPrjfolder\Network Data.IntPrjfolder\Main Grid.ElmNet\ND0053.ElmLod |  | 0 |  | 1 | Bus114 | 0.4 | 1 | Network Model.IntPrjfolder\Network Data.IntPrjfolder\Main Grid.ElmNet\Bus114.ElmTerm
ND0099 | ElmLod | Network Model.IntPrjfolder\Network Data.IntPrjfolder\Main Grid.ElmNet\ND0099.ElmLod |  | 0 |  | 1 | Bus118 | 0.4 | 1 | Network Model.IntPrjfolder\Network Data.IntPrjfolder\Main Grid.ElmNet\Bus118.ElmTerm
ND0054 | ElmLod | Network Model.IntPrjfolder\Network Data.IntPrjfolder\Main Grid.ElmNet\ND0054.ElmLod |  | 0 |  | 1 | Bus116 | 0.4 | 1 | Network Model.IntPrjfolder\Network Data.IntPrjfolder\Main Grid.ElmNet\Bus116.ElmTerm
ND0055 | ElmLod | Network Model.IntPrjfolder\Network Data.IntPrjfolder\Main Grid.ElmNet\ND0055.ElmLod |  | 0 |  | 1 | Bus291 | 0.4 | 1 | Network Model.IntPrjfolder\Network Data.IntPrjfolder\Main Grid.ElmNet\Bus291.ElmTerm
ND0057 | ElmLod | Network Model.IntPrjfolder\Network Data.IntPrjfolder\Main Grid.ElmNet\ND0057.ElmLod |  | 0 |  | 1 | Bus120 | 0.4 | 1 | Network Model.IntPrjfolder\Network Data.IntPrjfolder\Main Grid.ElmNet\Bus120.ElmTerm
ND0056 | ElmLod | Network Model.IntPrjfolder\Network Data.IntPrjfolder\Main Grid.ElmNet\ND0056.ElmLod |  | 0 |  | 1 | Bus293 | 0.4 | 1 | Network Model.IntPrjfolder\Network Data.IntPrjfolder\Main Grid.ElmNet\Bus293.ElmTerm
ND0098 | ElmLod | Network Model.IntPrjfolder\Network Data.IntPrjfolder\Main Grid.ElmNet\ND0098.ElmLod |  | 0 |  | 1 | Bus297 | 0.4 | 1 | Network Model.IntPrjfolder\Network Data.IntPrjfolder\Main Grid.ElmNet\Bus297.ElmTerm
ND0058 | ElmLod | Network Model.IntPrjfolder\Network Data.IntPrjfolder\Main Grid.ElmNet\ND0058.ElmLod |  | 0 |  | 1 | Bus123 | 0.4 | 1 | Network Model.IntPrjfolder\Network Data.IntPrjfolder\Main Grid.ElmNet\Bus123.ElmTerm
ND0059 | ElmLod | Network Model.IntPrjfolder\Network Data.IntPrjfolder\Main Grid.ElmNet\ND0059.ElmLod |  | 0 |  | 1 | Bus125 | 0.4 | 1 | Network Model.IntPrjfolder\Network Data.IntPrjfolder\Main Grid.ElmNet\Bus125.ElmTerm
ND0060 | ElmLod | Network Model.IntPrjfolder\Network Data.IntPrjfolder\Main Grid.ElmNet\ND0060.ElmLod |  | 0 |  | 1 | Bus127 | 0.4 | 1 | Network Model.IntPrjfolder\Network Data.IntPrjfolder\Main Grid.ElmNet\Bus127.ElmTerm
ND0061 | ElmLod | Network Model.IntPrjfolder\Network Data.IntPrjfolder\Main Grid.ElmNet\ND0061.ElmLod |  | 0 |  | 1 | Bus129 | 0.4 | 1 | Network Model.IntPrjfolder\Network Data.IntPrjfolder\Main Grid.ElmNet\Bus129.ElmTerm
ND0001 | ElmLod | Network Model.IntPrjfolder\Network Data.IntPrjfolder\Main Grid.ElmNet\ND0001.ElmLod |  | 0 |  | 1 | Bus306 | 0.4 | 1 | Network Model.IntPrjfolder\Network Data.IntPrjfolder\Main Grid.ElmNet\Bus306.ElmTerm
ND0002 | ElmLod | Network Model.IntPrjfolder\Network Data.IntPrjfolder\Main Grid.ElmNet\ND0002.ElmLod |  | 0 |  | 1 | Terminal(27) | 0.4 | 1 | Network Model.IntPrjfolder\Network Data.IntPrjfolder\Main Grid.ElmNet\Terminal(27).ElmTerm
ND0074 | ElmLod | Network Model.IntPrjfolder\Network Data.IntPrjfolder\Main Grid.ElmNet\ND0074.ElmLod |  | 0 |  | 1 | Terminal(28) | 0.4 | 1 | Network Model.IntPrjfolder\Network Data.IntPrjfolder\Main Grid.ElmNet\Terminal(28).ElmTerm
ND0003 | ElmLod | Network Model.IntPrjfolder\Network Data.IntPrjfolder\Main Grid.ElmNet\ND0003.ElmLod |  | 0 |  | 1 | Bus313 | 0.4 | 1 | Network Model.IntPrjfolder\Network Data.IntPrjfolder\Main Grid.ElmNet\Bus313.ElmTerm
ND0004 | ElmLod | Network Model.IntPrjfolder\Network Data.IntPrjfolder\Main Grid.ElmNet\ND0004.ElmLod |  | 0 |  | 1 | Bus154 | 0.4 | 1 | Network Model.IntPrjfolder\Network Data.IntPrjfolder\Main Grid.ElmNet\Bus154.ElmTerm
ND0103 | ElmLod | Network Model.IntPrjfolder\Network Data.IntPrjfolder\Main Grid.ElmNet\ND0103.ElmLod |  | 0 |  | 1 | Bus318 | 0.4 | 1 | Network Model.IntPrjfolder\Network Data.IntPrjfolder\Main Grid.ElmNet\Bus318.ElmTerm
ND0005 | ElmLod | Network Model.IntPrjfolder\Network Data.IntPrjfolder\Main Grid.ElmNet\ND0005.ElmLod |  | 0 |  | 1 | Bus156 | 0.4 | 1 | Network Model.IntPrjfolder\Network Data.IntPrjfolder\Main Grid.ElmNet\Bus156.ElmTerm
ND0090 | ElmLod | Network Model.IntPrjfolder\Network Data.IntPrjfolder\Main Grid.ElmNet\ND0090.ElmLod |  | 0 |  | 1 | Bus327 | 0.4 | 1 | Network Model.IntPrjfolder\Network Data.IntPrjfolder\Main Grid.ElmNet\Bus327.ElmTerm
ND0089 | ElmLod | Network Model.IntPrjfolder\Network Data.IntPrjfolder\Main Grid.ElmNet\ND0089.ElmLod |  | 0 |  | 1 | Bus323 | 0.4 | 1 | Network Model.IntPrjfolder\Network Data.IntPrjfolder\Main Grid.ElmNet\Bus323.ElmTerm
ND0088 | ElmLod | Network Model.IntPrjfolder\Network Data.IntPrjfolder\Main Grid.ElmNet\ND0088.ElmLod |  | 0 |  | 1 | Bus158 | 0.4 | 1 | Network Model.IntPrjfolder\Network Data.IntPrjfolder\Main Grid.ElmNet\Bus158.ElmTerm
ND0006 | ElmLod | Network Model.IntPrjfolder\Network Data.IntPrjfolder\Main Grid.ElmNet\ND0006.ElmLod |  | 0 |  | 1 | Bus160 | 0.4 | 1 | Network Model.IntPrjfolder\Network Data.IntPrjfolder\Main Grid.ElmNet\Bus160.ElmTerm
ND0007 | ElmLod | Network Model.IntPrjfolder\Network Data.IntPrjfolder\Main Grid.ElmNet\ND0007.ElmLod |  | 0 |  | 1 | Bus164 | 0.4 | 1 | Network Model.IntPrjfolder\Network Data.IntPrjfolder\Main Grid.ElmNet\Bus164.ElmTerm
ND0085 | ElmLod | Network Model.IntPrjfolder\Network Data.IntPrjfolder\Main Grid.ElmNet\ND0085.ElmLod |  | 0 |  | 1 | Bus166 | 0.4 | 1 | Network Model.IntPrjfolder\Network Data.IntPrjfolder\Main Grid.ElmNet\Bus166.ElmTerm
ND0008 | ElmLod | Network Model.IntPrjfolder\Network Data.IntPrjfolder\Main Grid.ElmNet\ND0008.ElmLod |  | 0 |  | 1 | Bus168 | 0.4 | 1 | Network Model.IntPrjfolder\Network Data.IntPrjfolder\Main Grid.ElmNet\Bus168.ElmTerm
ND0010 | ElmLod | Network Model.IntPrjfolder\Network Data.IntPrjfolder\Main Grid.ElmNet\ND0010.ElmLod |  | 0 |  | 1 | Bus333 | 0.4 | 1 | Network Model.IntPrjfolder\Network Data.IntPrjfolder\Main Grid.ElmNet\Bus333.ElmTerm
ND0009 | ElmLod | Network Model.IntPrjfolder\Network Data.IntPrjfolder\Main Grid.ElmNet\ND0009.ElmLod |  | 0 |  | 1 | Bus162 | 0.4 | 1 | Network Model.IntPrjfolder\Network Data.IntPrjfolder\Main Grid.ElmNet\Bus162.ElmTerm
ND0011 | ElmLod | Network Model.IntPrjfolder\Network Data.IntPrjfolder\Main Grid.ElmNet\ND0011.ElmLod |  | 0 |  | 1 | Bus170 | 0.4 | 1 | Network Model.IntPrjfolder\Network Data.IntPrjfolder\Main Grid.ElmNet\Bus170.ElmTerm
ND0012 | ElmLod | Network Model.IntPrjfolder\Network Data.IntPrjfolder\Main Grid.ElmNet\ND0012.ElmLod |  | 0 |  | 1 | Terminal(34) | 0.4 | 1 | Network Model.IntPrjfolder\Network Data.IntPrjfolder\Main Grid.ElmNet\Terminal(34).ElmTerm
ND0013 | ElmLod | Network Model.IntPrjfolder\Network Data.IntPrjfolder\Main Grid.ElmNet\ND0013.ElmLod |  | 0 |  | 1 | Bus174 | 0.4 | 1 | Network Model.IntPrjfolder\Network Data.IntPrjfolder\Main Grid.ElmNet\Bus174.ElmTerm
ND0102 | ElmLod | Network Model.IntPrjfolder\Network Data.IntPrjfolder\Main Grid.ElmNet\ND0102.ElmLod |  | 0 |  | 1 | Bus176 | 0.4 | 1 | Network Model.IntPrjfolder\Network Data.IntPrjfolder\Main Grid.ElmNet\Bus176.ElmTerm
ND0070 | ElmLod | Network Model.IntPrjfolder\Network Data.IntPrjfolder\Main Grid.ElmNet\ND0070.ElmLod |  | 0 |  | 1 | Bus178 | 0.4 | 1 | Network Model.IntPrjfolder\Network Data.IntPrjfolder\Main Grid.ElmNet\Bus178.ElmTerm
ND0071 | ElmLod | Network Model.IntPrjfolder\Network Data.IntPrjfolder\Main Grid.ElmNet\ND0071.ElmLod |  | 0 |  | 1 | Bus180 | 0.4 | 1 | Network Model.IntPrjfolder\Network Data.IntPrjfolder\Main Grid.ElmNet\Bus180.ElmTerm
ND0072 | ElmLod | Network Model.IntPrjfolder\Network Data.IntPrjfolder\Main Grid.ElmNet\ND0072.ElmLod |  | 0 |  | 1 | Bus182 | 0.4 | 1 | Network Model.IntPrjfolder\Network Data.IntPrjfolder\Main Grid.ElmNet\Bus182.ElmTerm
ND0068 | ElmLod | Network Model.IntPrjfolder\Network Data.IntPrjfolder\Main Grid.ElmNet\ND0068.ElmLod |  | 0 |  | 1 | Bus131 | 0.4 | 1 | Network Model.IntPrjfolder\Network Data.IntPrjfolder\Main Grid.ElmNet\Bus131.ElmTerm
ND0069 | ElmLod | Network Model.IntPrjfolder\Network Data.IntPrjfolder\Main Grid.ElmNet\ND0069.ElmLod |  | 0 |  | 1 | Bus133 | 0.4 | 1 | Network Model.IntPrjfolder\Network Data.IntPrjfolder\Main Grid.ElmNet\Bus133.ElmTerm
ND0067 | ElmLod | Network Model.IntPrjfolder\Network Data.IntPrjfolder\Main Grid.ElmNet\ND0067.ElmLod |  | 0 |  | 1 | Bus135 | 0.4 | 1 | Network Model.IntPrjfolder\Network Data.IntPrjfolder\Main Grid.ElmNet\Bus135.ElmTerm
ND0084 | ElmLod | Network Model.IntPrjfolder\Network Data.IntPrjfolder\Main Grid.ElmNet\ND0084.ElmLod |  | 0 |  | 1 | Bus138 | 0.4 | 1 | Network Model.IntPrjfolder\Network Data.IntPrjfolder\Main Grid.ElmNet\Bus138.ElmTerm
ND0066 | ElmLod | Network Model.IntPrjfolder\Network Data.IntPrjfolder\Main Grid.ElmNet\ND0066.ElmLod |  | 0 |  | 1 | Bus140 | 0.4 | 1 | Network Model.IntPrjfolder\Network Data.IntPrjfolder\Main Grid.ElmNet\Bus140.ElmTerm
ND0065 | ElmLod | Network Model.IntPrjfolder\Network Data.IntPrjfolder\Main Grid.ElmNet\ND0065.ElmLod |  | 0 |  | 1 | Bus142 | 0.4 | 1 | Network Model.IntPrjfolder\Network Data.IntPrjfolder\Main Grid.ElmNet\Bus142.ElmTerm
ND0064 | ElmLod | Network Model.IntPrjfolder\Network Data.IntPrjfolder\Main Grid.ElmNet\ND0064.ElmLod |  | 0 |  | 1 | Bus144 | 0.4 | 1 | Network Model.IntPrjfolder\Network Data.IntPrjfolder\Main Grid.ElmNet\Bus144.ElmTerm
ND0063 | ElmLod | Network Model.IntPrjfolder\Network Data.IntPrjfolder\Main Grid.ElmNet\ND0063.ElmLod |  | 0 |  | 1 | Bus146 | 0.4 | 1 | Network Model.IntPrjfolder\Network Data.IntPrjfolder\Main Grid.ElmNet\Bus146.ElmTerm
ND0100 | ElmLod | Network Model.IntPrjfolder\Network Data.IntPrjfolder\Main Grid.ElmNet\ND0100.ElmLod |  | 0 |  | 1 | Bus363 | 0.4 | 1 | Network Model.IntPrjfolder\Network Data.IntPrjfolder\Main Grid.ElmNet\Bus363.ElmTerm
ND0078 | ElmLod | Network Model.IntPrjfolder\Network Data.IntPrjfolder\Main Grid.ElmNet\ND0078.ElmLod |  | 0 |  | 1 | Bus368 | 0.4 | 1 | Network Model.IntPrjfolder\Network Data.IntPrjfolder\Main Grid.ElmNet\Bus368.ElmTerm
ND0080 | ElmLod | Network Model.IntPrjfolder\Network Data.IntPrjfolder\Main Grid.ElmNet\ND0080.ElmLod |  | 0 |  | 1 | Bus366 | 0.4 | 1 | Network Model.IntPrjfolder\Network Data.IntPrjfolder\Main Grid.ElmNet\Bus366.ElmTerm
ND0062 | ElmLod | Network Model.IntPrjfolder\Network Data.IntPrjfolder\Main Grid.ElmNet\ND0062.ElmLod |  | 0 |  | 1 | Bus342 | 0.4 | 1 | Network Model.IntPrjfolder\Network Data.IntPrjfolder\Main Grid.ElmNet\Bus342.ElmTerm
ND0073 | ElmLod | Network Model.IntPrjfolder\Network Data.IntPrjfolder\Main Grid.ElmNet\ND0073.ElmLod |  | 0 |  | 1 | Bus347 | 0.4 | 1 | Network Model.IntPrjfolder\Network Data.IntPrjfolder\Main Grid.ElmNet\Bus347.ElmTerm
ND0101 | ElmLod | Network Model.IntPrjfolder\Network Data.IntPrjfolder\Main Grid.ElmNet\ND0101.ElmLod |  | 0 |  | 1 | Bus353 | 0.4 | 1 | Network Model.IntPrjfolder\Network Data.IntPrjfolder\Main Grid.ElmNet\Bus353.ElmTerm
CUMMIN 12 | ElmSym | Network Model.IntPrjfolder\Network Data.IntPrjfolder\Main Grid.ElmNet\CUMMIN 12.ElmSym | Library.IntPrjfolder\Templates.IntPrjfolder\Diesel Genset 0.5MW.IntTemplate\Library\Equipment Type Library\SG Type 700 kVA 0.4 kV.TypSym | 0 |  | 1 | Bus6 | 0.4 | 1 | Network Model.IntPrjfolder\Network Data.IntPrjfolder\Main Grid.ElmNet\Bus6.ElmTerm
CUMMIN 13 | ElmSym | Network Model.IntPrjfolder\Network Data.IntPrjfolder\Main Grid.ElmNet\CUMMIN 13.ElmSym | Library.IntPrjfolder\Templates.IntPrjfolder\Diesel Genset 0.5MW.IntTemplate\Library\Equipment Type Library\SG Type 700 kVA 0.4 kV.TypSym | 0 |  | 1 | Bus7 | 0.4 | 1 | Network Model.IntPrjfolder\Network Data.IntPrjfolder\Main Grid.ElmNet\Bus7.ElmTerm
CUMMIN 9 | ElmSym | Network Model.IntPrjfolder\Network Data.IntPrjfolder\Main Grid.ElmNet\CUMMIN 9.ElmSym | Library.IntPrjfolder\Templates.IntPrjfolder\Diesel Genset 0.5MW.IntTemplate\Library\Equipment Type Library\SG Type 700 kVA 0.4 kV.TypSym | 0 |  | 1 | Bus18 | 0.4 | 1 | Network Model.IntPrjfolder\Network Data.IntPrjfolder\Main Grid.ElmNet\Bus18.ElmTerm
CUMMIN 11 | ElmSym | Network Model.IntPrjfolder\Network Data.IntPrjfolder\Main Grid.ElmNet\CUMMIN 11.ElmSym | Library.IntPrjfolder\Templates.IntPrjfolder\Diesel Genset 0.5MW.IntTemplate\Library\Equipment Type Library\SG Type 700 kVA 0.4 kV.TypSym | 1 |  | 1 | Bus33 | 0.4 | 1 | Network Model.IntPrjfolder\Network Data.IntPrjfolder\Main Grid.ElmNet\Bus33.ElmTerm
CUMMIN 10 | ElmSym | Network Model.IntPrjfolder\Network Data.IntPrjfolder\Main Grid.ElmNet\CUMMIN 10.ElmSym | Library.IntPrjfolder\Templates.IntPrjfolder\Diesel Genset 0.5MW.IntTemplate\Library\Equipment Type Library\SG Type 700 kVA 0.4 kV.TypSym | 0 |  | 1 | Bus12 | 0.4 | 1 | Network Model.IntPrjfolder\Network Data.IntPrjfolder\Main Grid.ElmNet\Bus12.ElmTerm
ENGINE 5 MAN | ElmSym | Network Model.IntPrjfolder\Network Data.IntPrjfolder\Main Grid.ElmNet\ENGINE 5 MAN.ElmSym | Library.IntPrjfolder\Equipment Type Library.IntPrjfolder\MAN 700 kVA 0.4 kV.TypSym | 1 |  | 1 | Bus1 | 0.4 | 1 | Network Model.IntPrjfolder\Network Data.IntPrjfolder\Main Grid.ElmNet\Bus1.ElmTerm
ENG 7 MTU | ElmSym | Network Model.IntPrjfolder\Network Data.IntPrjfolder\Main Grid.ElmNet\ENG 7 MTU.ElmSym | Library.IntPrjfolder\Equipment Type Library.IntPrjfolder\MTU Type 700 kVA 0.4 kV.TypSym | 1 |  | 1 | Bus4 | 0.4 | 1 | Network Model.IntPrjfolder\Network Data.IntPrjfolder\Main Grid.ElmNet\Bus4.ElmTerm
Diesel Generator | ElmSym | Network Model.IntPrjfolder\Network Data.IntPrjfolder\Main Grid.ElmNet\Diesel Generator.ElmSym | Library.IntPrjfolder\Equipment Type Library.IntPrjfolder\MAN 700 kVA 0.4 kV.TypSym | 1 |  | 1 | Bus5 | 0.4 | 1 | Network Model.IntPrjfolder\Network Data.IntPrjfolder\Main Grid.ElmNet\Bus5.ElmTerm
PLTMG 3 | ElmSym | Network Model.IntPrjfolder\Network Data.IntPrjfolder\Main Grid.ElmNet\PLTMG 3.ElmSym | Library.IntPrjfolder\Equipment Type Library.IntPrjfolder\Gas Turbine 1MVA 0.4KV.TypSym | 0 |  | 1 | Bus20 | 0.4 | 1 | Network Model.IntPrjfolder\Network Data.IntPrjfolder\Main Grid.ElmNet\Bus20.ElmTerm
PLTMG 2 | ElmSym | Network Model.IntPrjfolder\Network Data.IntPrjfolder\Main Grid.ElmNet\PLTMG 2.ElmSym | Library.IntPrjfolder\Equipment Type Library.IntPrjfolder\Gas Turbine 1MVA 0.4KV.TypSym | 0 |  | 1 | Bus21 | 0.4 | 1 | Network Model.IntPrjfolder\Network Data.IntPrjfolder\Main Grid.ElmNet\Bus21.ElmTerm
PLTMG 1 | ElmSym | Network Model.IntPrjfolder\Network Data.IntPrjfolder\Main Grid.ElmNet\PLTMG 1.ElmSym | Library.IntPrjfolder\Equipment Type Library.IntPrjfolder\Gas Turbine 1MVA 0.4KV.TypSym | 0 |  | 1 | Bus22 | 0.4 | 1 | Network Model.IntPrjfolder\Network Data.IntPrjfolder\Main Grid.ElmNet\Bus22.ElmTerm
DEUTZ MWM 2 | ElmSym | Network Model.IntPrjfolder\Network Data.IntPrjfolder\Main Grid.ElmNet\DEUTZ MWM 2.ElmSym | Library.IntPrjfolder\Equipment Type Library.IntPrjfolder\DEUTZ MWM.TypSym | 1 |  | 1 | Bus34 | 0.4 | 1 | Network Model.IntPrjfolder\Network Data.IntPrjfolder\Main Grid.ElmNet\Bus34.ElmTerm

## Connections
element | class | element_path | side | side_attr | terminal | terminal_path | terminal_kV | cubicle_path | phases | switch | switch_usage | switch_closed | connected | element_outserv
T1 | ElmTr2 | Network Model.IntPrjfolder\Network Data.IntPrjfolder\Main Grid.ElmNet\T1.ElmTr2 | 0 | bushv | Bus2 | Network Model.IntPrjfolder\Network Data.IntPrjfolder\Main Grid.ElmNet\Bus2.ElmTerm | 20 | Network Model.IntPrjfolder\Network Data.IntPrjfolder\Main Grid.ElmNet\Bus2.ElmTerm\Cub_1.StaCubic | abc | Switch | cbk | 1 | 1 | 0
T1 | ElmTr2 | Network Model.IntPrjfolder\Network Data.IntPrjfolder\Main Grid.ElmNet\T1.ElmTr2 | 1 | buslv | Bus1 | Network Model.IntPrjfolder\Network Data.IntPrjfolder\Main Grid.ElmNet\Bus1.ElmTerm | 0.4 | Network Model.IntPrjfolder\Network Data.IntPrjfolder\Main Grid.ElmNet\Bus1.ElmTerm\Cub_1.StaCubic | abc | Switch | cbk | 1 | 1 | 0
T2 | ElmTr2 | Network Model.IntPrjfolder\Network Data.IntPrjfolder\Main Grid.ElmNet\T2.ElmTr2 | 0 | bushv | Bus2 | Network Model.IntPrjfolder\Network Data.IntPrjfolder\Main Grid.ElmNet\Bus2.ElmTerm | 20 | Network Model.IntPrjfolder\Network Data.IntPrjfolder\Main Grid.ElmNet\Bus2.ElmTerm\Cub_2.StaCubic | abc | Switch | cbk | 1 | 1 | 0
T2 | ElmTr2 | Network Model.IntPrjfolder\Network Data.IntPrjfolder\Main Grid.ElmNet\T2.ElmTr2 | 1 | buslv | Terminal(3) | Network Model.IntPrjfolder\Network Data.IntPrjfolder\Main Grid.ElmNet\Terminal(3).ElmTerm | 0.4 | Network Model.IntPrjfolder\Network Data.IntPrjfolder\Main Grid.ElmNet\Terminal(3).ElmTerm\Cub_3.StaCubic | abc | Switch | cbk | 1 | 1 | 0
T4 | ElmTr2 | Network Model.IntPrjfolder\Network Data.IntPrjfolder\Main Grid.ElmNet\T4.ElmTr2 | 0 | bushv | Bus3 | Network Model.IntPrjfolder\Network Data.IntPrjfolder\Main Grid.ElmNet\Bus3.ElmTerm | 20 | Network Model.IntPrjfolder\Network Data.IntPrjfolder\Main Grid.ElmNet\Bus3.ElmTerm\Cub_1.StaCubic | abc | Switch | cbk | 1 | 1 | 0
T4 | ElmTr2 | Network Model.IntPrjfolder\Network Data.IntPrjfolder\Main Grid.ElmNet\T4.ElmTr2 | 1 | buslv | Bus6 | Network Model.IntPrjfolder\Network Data.IntPrjfolder\Main Grid.ElmNet\Bus6.ElmTerm | 0.4 | Network Model.IntPrjfolder\Network Data.IntPrjfolder\Main Grid.ElmNet\Bus6.ElmTerm\Cub_1.StaCubic | abc | Switch | cbk | 1 | 1 | 0
T5 | ElmTr2 | Network Model.IntPrjfolder\Network Data.IntPrjfolder\Main Grid.ElmNet\T5.ElmTr2 | 0 | bushv | Bus3 | Network Model.IntPrjfolder\Network Data.IntPrjfolder\Main Grid.ElmNet\Bus3.ElmTerm | 20 | Network Model.IntPrjfolder\Network Data.IntPrjfolder\Main Grid.ElmNet\Bus3.ElmTerm\Cub_2.StaCubic | abc | Switch | cbk | 1 | 1 | 0
T5 | ElmTr2 | Network Model.IntPrjfolder\Network Data.IntPrjfolder\Main Grid.ElmNet\T5.ElmTr2 | 1 | buslv | Bus7 | Network Model.IntPrjfolder\Network Data.IntPrjfolder\Main Grid.ElmNet\Bus7.ElmTerm | 0.4 | Network Model.IntPrjfolder\Network Data.IntPrjfolder\Main Grid.ElmNet\Bus7.ElmTerm\Cub_1.StaCubic | abc | Switch | cbk | 1 | 1 | 0
T9 | ElmTr2 | Network Model.IntPrjfolder\Network Data.IntPrjfolder\Main Grid.ElmNet\T9.ElmTr2 | 0 | bushv | Bus9 | Network Model.IntPrjfolder\Network Data.IntPrjfolder\Main Grid.ElmNet\Bus9.ElmTerm | 20 | Network Model.IntPrjfolder\Network Data.IntPrjfolder\Main Grid.ElmNet\Bus9.ElmTerm\Cub_1.StaCubic | abc | Switch | cbk | 1 | 1 | 0
T9 | ElmTr2 | Network Model.IntPrjfolder\Network Data.IntPrjfolder\Main Grid.ElmNet\T9.ElmTr2 | 1 | buslv | Bus18 | Network Model.IntPrjfolder\Network Data.IntPrjfolder\Main Grid.ElmNet\Bus18.ElmTerm | 0.4 | Network Model.IntPrjfolder\Network Data.IntPrjfolder\Main Grid.ElmNet\Bus18.ElmTerm\Cub_1.StaCubic | abc | Switch | cbk | 1 | 1 | 0
T8 | ElmTr2 | Network Model.IntPrjfolder\Network Data.IntPrjfolder\Main Grid.ElmNet\T8.ElmTr2 | 0 | bushv | Bus9 | Network Model.IntPrjfolder\Network Data.IntPrjfolder\Main Grid.ElmNet\Bus9.ElmTerm | 20 | Network Model.IntPrjfolder\Network Data.IntPrjfolder\Main Grid.ElmNet\Bus9.ElmTerm\Cub_2.StaCubic | abc | Switch | cbk | 1 | 1 | 0
T8 | ElmTr2 | Network Model.IntPrjfolder\Network Data.IntPrjfolder\Main Grid.ElmNet\T8.ElmTr2 | 1 | buslv | Bus12 | Network Model.IntPrjfolder\Network Data.IntPrjfolder\Main Grid.ElmNet\Bus12.ElmTerm | 0.4 | Network Model.IntPrjfolder\Network Data.IntPrjfolder\Main Grid.ElmNet\Bus12.ElmTerm\Cub_1.StaCubic | abc | Switch | cbk | 1 | 1 | 0
T11 | ElmTr2 | Network Model.IntPrjfolder\Network Data.IntPrjfolder\Main Grid.ElmNet\T11.ElmTr2 | 0 | bushv | Bus9 | Network Model.IntPrjfolder\Network Data.IntPrjfolder\Main Grid.ElmNet\Bus9.ElmTerm | 20 | Network Model.IntPrjfolder\Network Data.IntPrjfolder\Main Grid.ElmNet\Bus9.ElmTerm\Cub_3.StaCubic | abc | Switch | cbk | 1 | 1 | 0
T11 | ElmTr2 | Network Model.IntPrjfolder\Network Data.IntPrjfolder\Main Grid.ElmNet\T11.ElmTr2 | 1 | buslv | Bus33 | Network Model.IntPrjfolder\Network Data.IntPrjfolder\Main Grid.ElmNet\Bus33.ElmTerm | 0.4 | Network Model.IntPrjfolder\Network Data.IntPrjfolder\Main Grid.ElmNet\Bus33.ElmTerm\Cub_1.StaCubic | abc | Switch | cbk | 1 | 1 | 0
T12 | ElmTr2 | Network Model.IntPrjfolder\Network Data.IntPrjfolder\Main Grid.ElmNet\T12.ElmTr2 | 0 | bushv | Bus9 | Network Model.IntPrjfolder\Network Data.IntPrjfolder\Main Grid.ElmNet\Bus9.ElmTerm | 20 | Network Model.IntPrjfolder\Network Data.IntPrjfolder\Main Grid.ElmNet\Bus9.ElmTerm\Cub_4.StaCubic | abc | Switch | cbk | 1 | 1 | 0
T12 | ElmTr2 | Network Model.IntPrjfolder\Network Data.IntPrjfolder\Main Grid.ElmNet\T12.ElmTr2 | 1 | buslv | Bus34 | Network Model.IntPrjfolder\Network Data.IntPrjfolder\Main Grid.ElmNet\Bus34.ElmTerm | 0.4 | Network Model.IntPrjfolder\Network Data.IntPrjfolder\Main Grid.ElmNet\Bus34.ElmTerm\Cub_1.StaCubic | abc | Switch | cbk | 1 | 1 | 0
0014 | ElmTr2 | Network Model.IntPrjfolder\Network Data.IntPrjfolder\Main Grid.ElmNet\0014.ElmTr2 | 0 | bushv | Bus188 | Network Model.IntPrjfolder\Network Data.IntPrjfolder\Main Grid.ElmNet\Bus188.ElmTerm | 20 | Network Model.IntPrjfolder\Network Data.IntPrjfolder\Main Grid.ElmNet\Bus188.ElmTerm\Cub_3.StaCubic | abc |  |  |  | 1 | 0
0014 | ElmTr2 | Network Model.IntPrjfolder\Network Data.IntPrjfolder\Main Grid.ElmNet\0014.ElmTr2 | 1 | buslv | Bus187 | Network Model.IntPrjfolder\Network Data.IntPrjfolder\Main Grid.ElmNet\Bus187.ElmTerm | 0.4 | Network Model.IntPrjfolder\Network Data.IntPrjfolder\Main Grid.ElmNet\Bus187.ElmTerm\Cub_1.StaCubic | abc |  |  |  | 1 | 0
0015 | ElmTr2 | Network Model.IntPrjfolder\Network Data.IntPrjfolder\Main Grid.ElmNet\0015.ElmTr2 | 0 | bushv | Bus192 | Network Model.IntPrjfolder\Network Data.IntPrjfolder\Main Grid.ElmNet\Bus192.ElmTerm | 20 | Network Model.IntPrjfolder\Network Data.IntPrjfolder\Main Grid.ElmNet\Bus192.ElmTerm\Cub_2.StaCubic | abc |  |  |  | 1 | 0
0015 | ElmTr2 | Network Model.IntPrjfolder\Network Data.IntPrjfolder\Main Grid.ElmNet\0015.ElmTr2 | 1 | buslv | Bus191 | Network Model.IntPrjfolder\Network Data.IntPrjfolder\Main Grid.ElmNet\Bus191.ElmTerm | 0.4 | Network Model.IntPrjfolder\Network Data.IntPrjfolder\Main Grid.ElmNet\Bus191.ElmTerm\Cub_1.StaCubic | abc |  |  |  | 1 | 0
0016 | ElmTr2 | Network Model.IntPrjfolder\Network Data.IntPrjfolder\Main Grid.ElmNet\0016.ElmTr2 | 0 | bushv | Bus27 | Network Model.IntPrjfolder\Network Data.IntPrjfolder\Main Grid.ElmNet\Bus27.ElmTerm | 20 | Network Model.IntPrjfolder\Network Data.IntPrjfolder\Main Grid.ElmNet\Bus27.ElmTerm\Cub_2.StaCubic | abc | Switch | cbk | 1 | 1 | 0
0016 | ElmTr2 | Network Model.IntPrjfolder\Network Data.IntPrjfolder\Main Grid.ElmNet\0016.ElmTr2 | 1 | buslv | Bus29 | Network Model.IntPrjfolder\Network Data.IntPrjfolder\Main Grid.ElmNet\Bus29.ElmTerm | 0.4 | Network Model.IntPrjfolder\Network Data.IntPrjfolder\Main Grid.ElmNet\Bus29.ElmTerm\Cub_1.StaCubic | abc |  |  |  | 1 | 0
0083 | ElmTr2 | Network Model.IntPrjfolder\Network Data.IntPrjfolder\Main Grid.ElmNet\0083.ElmTr2 | 0 | bushv | Bus31 | Network Model.IntPrjfolder\Network Data.IntPrjfolder\Main Grid.ElmNet\Bus31.ElmTerm | 20 | Network Model.IntPrjfolder\Network Data.IntPrjfolder\Main Grid.ElmNet\Bus31.ElmTerm\Cub_2.StaCubic | abc |  |  |  | 1 | 0
0083 | ElmTr2 | Network Model.IntPrjfolder\Network Data.IntPrjfolder\Main Grid.ElmNet\0083.ElmTr2 | 1 | buslv | Bus30 | Network Model.IntPrjfolder\Network Data.IntPrjfolder\Main Grid.ElmNet\Bus30.ElmTerm | 0.4 | Network Model.IntPrjfolder\Network Data.IntPrjfolder\Main Grid.ElmNet\Bus30.ElmTerm\Cub_1.StaCubic | abc |  |  |  | 1 | 0
0017 | ElmTr2 | Network Model.IntPrjfolder\Network Data.IntPrjfolder\Main Grid.ElmNet\0017.ElmTr2 | 0 | bushv | Bus194 | Network Model.IntPrjfolder\Network Data.IntPrjfolder\Main Grid.ElmNet\Bus194.ElmTerm | 20 | Network Model.IntPrjfolder\Network Data.IntPrjfolder\Main Grid.ElmNet\Bus194.ElmTerm\Cub_2.StaCubic | abc |  |  |  | 1 | 0
0017 | ElmTr2 | Network Model.IntPrjfolder\Network Data.IntPrjfolder\Main Grid.ElmNet\0017.ElmTr2 | 1 | buslv | Bus195 | Network Model.IntPrjfolder\Network Data.IntPrjfolder\Main Grid.ElmNet\Bus195.ElmTerm | 0.4 | Network Model.IntPrjfolder\Network Data.IntPrjfolder\Main Grid.ElmNet\Bus195.ElmTerm\Cub_1.StaCubic | abc |  |  |  | 1 | 0
0018 | ElmTr2 | Network Model.IntPrjfolder\Network Data.IntPrjfolder\Main Grid.ElmNet\0018.ElmTr2 | 0 | bushv | Bus41 | Network Model.IntPrjfolder\Network Data.IntPrjfolder\Main Grid.ElmNet\Bus41.ElmTerm | 20 | Network Model.IntPrjfolder\Network Data.IntPrjfolder\Main Grid.ElmNet\Bus41.ElmTerm\Cub_2.StaCubic | abc |  |  |  | 1 | 0
0018 | ElmTr2 | Network Model.IntPrjfolder\Network Data.IntPrjfolder\Main Grid.ElmNet\0018.ElmTr2 | 1 | buslv | Bus40 | Network Model.IntPrjfolder\Network Data.IntPrjfolder\Main Grid.ElmNet\Bus40.ElmTerm | 0.4 | Network Model.IntPrjfolder\Network Data.IntPrjfolder\Main Grid.ElmNet\Bus40.ElmTerm\Cub_1.StaCubic | abc |  |  |  | 1 | 0
0019 | ElmTr2 | Network Model.IntPrjfolder\Network Data.IntPrjfolder\Main Grid.ElmNet\0019.ElmTr2 | 0 | bushv | Bus198 | Network Model.IntPrjfolder\Network Data.IntPrjfolder\Main Grid.ElmNet\Bus198.ElmTerm | 20 | Network Model.IntPrjfolder\Network Data.IntPrjfolder\Main Grid.ElmNet\Bus198.ElmTerm\Cub_2.StaCubic | abc |  |  |  | 1 | 0
0019 | ElmTr2 | Network Model.IntPrjfolder\Network Data.IntPrjfolder\Main Grid.ElmNet\0019.ElmTr2 | 1 | buslv | Bus197 | Network Model.IntPrjfolder\Network Data.IntPrjfolder\Main Grid.ElmNet\Bus197.ElmTerm | 0.4 | Network Model.IntPrjfolder\Network Data.IntPrjfolder\Main Grid.ElmNet\Bus197.ElmTerm\Cub_1.StaCubic | abc |  |  |  | 1 | 0
0028 | ElmTr2 | Network Model.IntPrjfolder\Network Data.IntPrjfolder\Main Grid.ElmNet\0028.ElmTr2 | 0 | bushv | Bus49 | Network Model.IntPrjfolder\Network Data.IntPrjfolder\Main Grid.ElmNet\Bus49.ElmTerm | 20 | Network Model.IntPrjfolder\Network Data.IntPrjfolder\Main Grid.ElmNet\Bus49.ElmTerm\Cub_3.StaCubic | abc |  |  |  | 1 | 0
0028 | ElmTr2 | Network Model.IntPrjfolder\Network Data.IntPrjfolder\Main Grid.ElmNet\0028.ElmTr2 | 1 | buslv | Bus45 | Network Model.IntPrjfolder\Network Data.IntPrjfolder\Main Grid.ElmNet\Bus45.ElmTerm | 0.4 | Network Model.IntPrjfolder\Network Data.IntPrjfolder\Main Grid.ElmNet\Bus45.ElmTerm\Cub_1.StaCubic | abc |  |  |  | 1 | 0
0079 | ElmTr2 | Network Model.IntPrjfolder\Network Data.IntPrjfolder\Main Grid.ElmNet\0079.ElmTr2 | 0 | bushv | Bus201 | Network Model.IntPrjfolder\Network Data.IntPrjfolder\Main Grid.ElmNet\Bus201.ElmTerm | 20 | Network Model.IntPrjfolder\Network Data.IntPrjfolder\Main Grid.ElmNet\Bus201.ElmTerm\Cub_2.StaCubic | abc |  |  |  | 1 | 0
0079 | ElmTr2 | Network Model.IntPrjfolder\Network Data.IntPrjfolder\Main Grid.ElmNet\0079.ElmTr2 | 1 | buslv | Bus47 | Network Model.IntPrjfolder\Network Data.IntPrjfolder\Main Grid.ElmNet\Bus47.ElmTerm | 0.4 | Network Model.IntPrjfolder\Network Data.IntPrjfolder\Main Grid.ElmNet\Bus47.ElmTerm\Cub_1.StaCubic | abc |  |  |  | 1 | 0
0029 | ElmTr2 | Network Model.IntPrjfolder\Network Data.IntPrjfolder\Main Grid.ElmNet\0029.ElmTr2 | 0 | bushv | Bus202 | Network Model.IntPrjfolder\Network Data.IntPrjfolder\Main Grid.ElmNet\Bus202.ElmTerm | 20 | Network Model.IntPrjfolder\Network Data.IntPrjfolder\Main Grid.ElmNet\Bus202.ElmTerm\Cub_3.StaCubic | abc |  |  |  | 1 | 0
0029 | ElmTr2 | Network Model.IntPrjfolder\Network Data.IntPrjfolder\Main Grid.ElmNet\0029.ElmTr2 | 1 | buslv | Bus200 | Network Model.IntPrjfolder\Network Data.IntPrjfolder\Main Grid.ElmNet\Bus200.ElmTerm | 0.4 | Network Model.IntPrjfolder\Network Data.IntPrjfolder\Main Grid.ElmNet\Bus200.ElmTerm\Cub_1.StaCubic | abc |  |  |  | 1 | 0
0030 | ElmTr2 | Network Model.IntPrjfolder\Network Data.IntPrjfolder\Main Grid.ElmNet\0030.ElmTr2 | 0 | bushv | Bus205 | Network Model.IntPrjfolder\Network Data.IntPrjfolder\Main Grid.ElmNet\Bus205.ElmTerm | 20 | Network Model.IntPrjfolder\Network Data.IntPrjfolder\Main Grid.ElmNet\Bus205.ElmTerm\Cub_2.StaCubic | abc |  |  |  | 1 | 0
0030 | ElmTr2 | Network Model.IntPrjfolder\Network Data.IntPrjfolder\Main Grid.ElmNet\0030.ElmTr2 | 1 | buslv | Bus204 | Network Model.IntPrjfolder\Network Data.IntPrjfolder\Main Grid.ElmNet\Bus204.ElmTerm | 0.4 | Network Model.IntPrjfolder\Network Data.IntPrjfolder\Main Grid.ElmNet\Bus204.ElmTerm\Cub_1.StaCubic | abc |  |  |  | 1 | 0
0020 | ElmTr2 | Network Model.IntPrjfolder\Network Data.IntPrjfolder\Main Grid.ElmNet\0020.ElmTr2 | 0 | bushv | Bus63 | Network Model.IntPrjfolder\Network Data.IntPrjfolder\Main Grid.ElmNet\Bus63.ElmTerm | 20 | Network Model.IntPrjfolder\Network Data.IntPrjfolder\Main Grid.ElmNet\Bus63.ElmTerm\Cub_2.StaCubic | abc |  |  |  | 1 | 0
0020 | ElmTr2 | Network Model.IntPrjfolder\Network Data.IntPrjfolder\Main Grid.ElmNet\0020.ElmTr2 | 1 | buslv | Bus62 | Network Model.IntPrjfolder\Network Data.IntPrjfolder\Main Grid.ElmNet\Bus62.ElmTerm | 0.4 | Network Model.IntPrjfolder\Network Data.IntPrjfolder\Main Grid.ElmNet\Bus62.ElmTerm\Cub_1.StaCubic | abc | Switch | cbk | 1 | 1 | 0
0021 | ElmTr2 | Network Model.IntPrjfolder\Network Data.IntPrjfolder\Main Grid.ElmNet\0021.ElmTr2 | 0 | bushv | Bus206 | Network Model.IntPrjfolder\Network Data.IntPrjfolder\Main Grid.ElmNet\Bus206.ElmTerm | 20 | Network Model.IntPrjfolder\Network Data.IntPrjfolder\Main Grid.ElmNet\Bus206.ElmTerm\Cub_2.StaCubic | abc |  |  |  | 1 | 0
0021 | ElmTr2 | Network Model.IntPrjfolder\Network Data.IntPrjfolder\Main Grid.ElmNet\0021.ElmTr2 | 1 | buslv | Bus66 | Network Model.IntPrjfolder\Network Data.IntPrjfolder\Main Grid.ElmNet\Bus66.ElmTerm | 0.4 | Network Model.IntPrjfolder\Network Data.IntPrjfolder\Main Grid.ElmNet\Bus66.ElmTerm\Cub_1.StaCubic | abc | Switch | cbk | 1 | 1 | 0
0022 | ElmTr2 | Network Model.IntPrjfolder\Network Data.IntPrjfolder\Main Grid.ElmNet\0022.ElmTr2 | 0 | bushv | Bus71 | Network Model.IntPrjfolder\Network Data.IntPrjfolder\Main Grid.ElmNet\Bus71.ElmTerm | 20 | Network Model.IntPrjfolder\Network Data.IntPrjfolder\Main Grid.ElmNet\Bus71.ElmTerm\Cub_2.StaCubic | abc |  |  |  | 1 | 0
0022 | ElmTr2 | Network Model.IntPrjfolder\Network Data.IntPrjfolder\Main Grid.ElmNet\0022.ElmTr2 | 1 | buslv | Bus70 | Network Model.IntPrjfolder\Network Data.IntPrjfolder\Main Grid.ElmNet\Bus70.ElmTerm | 0.4 | Network Model.IntPrjfolder\Network Data.IntPrjfolder\Main Grid.ElmNet\Bus70.ElmTerm\Cub_1.StaCubic | abc | Switch | cbk | 1 | 1 | 0
0023 | ElmTr2 | Network Model.IntPrjfolder\Network Data.IntPrjfolder\Main Grid.ElmNet\0023.ElmTr2 | 0 | bushv | Bus209 | Network Model.IntPrjfolder\Network Data.IntPrjfolder\Main Grid.ElmNet\Bus209.ElmTerm | 20 | Network Model.IntPrjfolder\Network Data.IntPrjfolder\Main Grid.ElmNet\Bus209.ElmTerm\Cub_2.StaCubic | abc |  |  |  | 1 | 0
0023 | ElmTr2 | Network Model.IntPrjfolder\Network Data.IntPrjfolder\Main Grid.ElmNet\0023.ElmTr2 | 1 | buslv | Bus208 | Network Model.IntPrjfolder\Network Data.IntPrjfolder\Main Grid.ElmNet\Bus208.ElmTerm | 0.4 | Network Model.IntPrjfolder\Network Data.IntPrjfolder\Main Grid.ElmNet\Bus208.ElmTerm\Cub_1.StaCubic | abc | Switch | cbk | 1 | 1 | 0
0091 | ElmTr2 | Network Model.IntPrjfolder\Network Data.IntPrjfolder\Main Grid.ElmNet\0091.ElmTr2 | 0 | bushv | Bus213 | Network Model.IntPrjfolder\Network Data.IntPrjfolder\Main Grid.ElmNet\Bus213.ElmTerm | 20 | Network Model.IntPrjfolder\Network Data.IntPrjfolder\Main Grid.ElmNet\Bus213.ElmTerm\Cub_2.StaCubic | abc |  |  |  | 1 | 0
0091 | ElmTr2 | Network Model.IntPrjfolder\Network Data.IntPrjfolder\Main Grid.ElmNet\0091.ElmTr2 | 1 | buslv | Bus212 | Network Model.IntPrjfolder\Network Data.IntPrjfolder\Main Grid.ElmNet\Bus212.ElmTerm | 0.4 | Network Model.IntPrjfolder\Network Data.IntPrjfolder\Main Grid.ElmNet\Bus212.ElmTerm\Cub_1.StaCubic | abc | Switch | cbk | 1 | 1 | 0
0024 | ElmTr2 | Network Model.IntPrjfolder\Network Data.IntPrjfolder\Main Grid.ElmNet\0024.ElmTr2 | 0 | bushv | Bus216 | Network Model.IntPrjfolder\Network Data.IntPrjfolder\Main Grid.ElmNet\Bus216.ElmTerm | 20 | Network Model.IntPrjfolder\Network Data.IntPrjfolder\Main Grid.ElmNet\Bus216.ElmTerm\Cub_2.StaCubic | abc |  |  |  | 1 | 0
0024 | ElmTr2 | Network Model.IntPrjfolder\Network Data.IntPrjfolder\Main Grid.ElmNet\0024.ElmTr2 | 1 | buslv | Bus215 | Network Model.IntPrjfolder\Network Data.IntPrjfolder\Main Grid.ElmNet\Bus215.ElmTerm | 0.4 | Network Model.IntPrjfolder\Network Data.IntPrjfolder\Main Grid.ElmNet\Bus215.ElmTerm\Cub_1.StaCubic | abc | Switch | cbk | 1 | 1 | 0
0025 | ElmTr2 | Network Model.IntPrjfolder\Network Data.IntPrjfolder\Main Grid.ElmNet\0025.ElmTr2 | 0 | bushv | Bus219 | Network Model.IntPrjfolder\Network Data.IntPrjfolder\Main Grid.ElmNet\Bus219.ElmTerm | 20 | Network Model.IntPrjfolder\Network Data.IntPrjfolder\Main Grid.ElmNet\Bus219.ElmTerm\Cub_2.StaCubic | abc |  |  |  | 1 | 0
0025 | ElmTr2 | Network Model.IntPrjfolder\Network Data.IntPrjfolder\Main Grid.ElmNet\0025.ElmTr2 | 1 | buslv | Terminal(9) | Network Model.IntPrjfolder\Network Data.IntPrjfolder\Main Grid.ElmNet\Terminal(9).ElmTerm | 0.4 | Network Model.IntPrjfolder\Network Data.IntPrjfolder\Main Grid.ElmNet\Terminal(9).ElmTerm\Cub_1.StaCubic | abc | Switch | cbk | 1 | 1 | 0
0027 | ElmTr2 | Network Model.IntPrjfolder\Network Data.IntPrjfolder\Main Grid.ElmNet\0027.ElmTr2 | 0 | bushv | Bus223 | Network Model.IntPrjfolder\Network Data.IntPrjfolder\Main Grid.ElmNet\Bus223.ElmTerm | 20 | Network Model.IntPrjfolder\Network Data.IntPrjfolder\Main Grid.ElmNet\Bus223.ElmTerm\Cub_2.StaCubic | abc |  |  |  | 1 | 0
0027 | ElmTr2 | Network Model.IntPrjfolder\Network Data.IntPrjfolder\Main Grid.ElmNet\0027.ElmTr2 | 1 | buslv | Bus222 | Network Model.IntPrjfolder\Network Data.IntPrjfolder\Main Grid.ElmNet\Bus222.ElmTerm | 0.4 | Network Model.IntPrjfolder\Network Data.IntPrjfolder\Main Grid.ElmNet\Bus222.ElmTerm\Cub_1.StaCubic | abc | Switch | cbk | 1 | 1 | 0
0026 | ElmTr2 | Network Model.IntPrjfolder\Network Data.IntPrjfolder\Main Grid.ElmNet\0026.ElmTr2 | 0 | bushv | Bus227 | Network Model.IntPrjfolder\Network Data.IntPrjfolder\Main Grid.ElmNet\Bus227.ElmTerm | 20 | Network Model.IntPrjfolder\Network Data.IntPrjfolder\Main Grid.ElmNet\Bus227.ElmTerm\Cub_2.StaCubic | abc |  |  |  | 1 | 0
0026 | ElmTr2 | Network Model.IntPrjfolder\Network Data.IntPrjfolder\Main Grid.ElmNet\0026.ElmTr2 | 1 | buslv | Bus226 | Network Model.IntPrjfolder\Network Data.IntPrjfolder\Main Grid.ElmNet\Bus226.ElmTerm | 0.4 | Network Model.IntPrjfolder\Network Data.IntPrjfolder\Main Grid.ElmNet\Bus226.ElmTerm\Cub_1.StaCubic | abc | Switch | cbk | 1 | 1 | 0
0031 | ElmTr2 | Network Model.IntPrjfolder\Network Data.IntPrjfolder\Main Grid.ElmNet\0031.ElmTr2 | 0 | bushv | Bus184 | Network Model.IntPrjfolder\Network Data.IntPrjfolder\Main Grid.ElmNet\Bus184.ElmTerm | 20 | Network Model.IntPrjfolder\Network Data.IntPrjfolder\Main Grid.ElmNet\Bus184.ElmTerm\Cub_1.StaCubic | abc | Switch | cbk | 1 | 1 | 0
0031 | ElmTr2 | Network Model.IntPrjfolder\Network Data.IntPrjfolder\Main Grid.ElmNet\0031.ElmTr2 | 1 | buslv | Bus13 | Network Model.IntPrjfolder\Network Data.IntPrjfolder\Main Grid.ElmNet\Bus13.ElmTerm | 0.4 | Network Model.IntPrjfolder\Network Data.IntPrjfolder\Main Grid.ElmNet\Bus13.ElmTerm\Cub_1.StaCubic | abc | Switch | cbk | 1 | 1 | 0
0075 | ElmTr2 | Network Model.IntPrjfolder\Network Data.IntPrjfolder\Main Grid.ElmNet\0075.ElmTr2 | 0 | bushv | Bus229 | Network Model.IntPrjfolder\Network Data.IntPrjfolder\Main Grid.ElmNet\Bus229.ElmTerm | 20 | Network Model.IntPrjfolder\Network Data.IntPrjfolder\Main Grid.ElmNet\Bus229.ElmTerm\Cub_2.StaCubic | abc |  |  |  | 1 | 0
0075 | ElmTr2 | Network Model.IntPrjfolder\Network Data.IntPrjfolder\Main Grid.ElmNet\0075.ElmTr2 | 1 | buslv | Bus15 | Network Model.IntPrjfolder\Network Data.IntPrjfolder\Main Grid.ElmNet\Bus15.ElmTerm | 0.4 | Network Model.IntPrjfolder\Network Data.IntPrjfolder\Main Grid.ElmNet\Bus15.ElmTerm\Cub_1.StaCubic | abc |  |  |  | 1 | 0
0032 | ElmTr2 | Network Model.IntPrjfolder\Network Data.IntPrjfolder\Main Grid.ElmNet\0032.ElmTr2 | 0 | bushv | Bus28 | Network Model.IntPrjfolder\Network Data.IntPrjfolder\Main Grid.ElmNet\Bus28.ElmTerm | 20 | Network Model.IntPrjfolder\Network Data.IntPrjfolder\Main Grid.ElmNet\Bus28.ElmTerm\Cub_2.StaCubic | abc | Switch | cbk | 1 | 1 | 0
0032 | ElmTr2 | Network Model.IntPrjfolder\Network Data.IntPrjfolder\Main Grid.ElmNet\0032.ElmTr2 | 1 | buslv | Bus26 | Network Model.IntPrjfolder\Network Data.IntPrjfolder\Main Grid.ElmNet\Bus26.ElmTerm | 0.4 | Network Model.IntPrjfolder\Network Data.IntPrjfolder\Main Grid.ElmNet\Bus26.ElmTerm\Cub_1.StaCubic | abc |  |  |  | 1 | 0
0076 | ElmTr2 | Network Model.IntPrjfolder\Network Data.IntPrjfolder\Main Grid.ElmNet\0076.ElmTr2 | 0 | bushv | Bus231 | Network Model.IntPrjfolder\Network Data.IntPrjfolder\Main Grid.ElmNet\Bus231.ElmTerm | 20 | Network Model.IntPrjfolder\Network Data.IntPrjfolder\Main Grid.ElmNet\Bus231.ElmTerm\Cub_2.StaCubic | abc |  |  |  | 1 | 0
0076 | ElmTr2 | Network Model.IntPrjfolder\Network Data.IntPrjfolder\Main Grid.ElmNet\0076.ElmTr2 | 1 | buslv | Bus32 | Network Model.IntPrjfolder\Network Data.IntPrjfolder\Main Grid.ElmNet\Bus32.ElmTerm | 0.4 | Network Model.IntPrjfolder\Network Data.IntPrjfolder\Main Grid.ElmNet\Bus32.ElmTerm\Cub_1.StaCubic | abc |  |  |  | 1 | 0
0033 | ElmTr2 | Network Model.IntPrjfolder\Network Data.IntPrjfolder\Main Grid.ElmNet\0033.ElmTr2 | 0 | bushv | Bus234 | Network Model.IntPrjfolder\Network Data.IntPrjfolder\Main Grid.ElmNet\Bus234.ElmTerm | 20 | Network Model.IntPrjfolder\Network Data.IntPrjfolder\Main Grid.ElmNet\Bus234.ElmTerm\Cub_2.StaCubic | abc |  |  |  | 1 | 0
0033 | ElmTr2 | Network Model.IntPrjfolder\Network Data.IntPrjfolder\Main Grid.ElmNet\0033.ElmTr2 | 1 | buslv | Bus233 | Network Model.IntPrjfolder\Network Data.IntPrjfolder\Main Grid.ElmNet\Bus233.ElmTerm | 0.4 | Network Model.IntPrjfolder\Network Data.IntPrjfolder\Main Grid.ElmNet\Bus233.ElmTerm\Cub_1.StaCubic | abc |  |  |  | 1 | 0
0034 | ElmTr2 | Network Model.IntPrjfolder\Network Data.IntPrjfolder\Main Grid.ElmNet\0034.ElmTr2 | 0 | bushv | Bus74 | Network Model.IntPrjfolder\Network Data.IntPrjfolder\Main Grid.ElmNet\Bus74.ElmTerm | 20 | Network Model.IntPrjfolder\Network Data.IntPrjfolder\Main Grid.ElmNet\Bus74.ElmTerm\Cub_2.StaCubic | abc | Switch | cbk | 1 | 1 | 0
0034 | ElmTr2 | Network Model.IntPrjfolder\Network Data.IntPrjfolder\Main Grid.ElmNet\0034.ElmTr2 | 1 | buslv | Bus72 | Network Model.IntPrjfolder\Network Data.IntPrjfolder\Main Grid.ElmNet\Bus72.ElmTerm | 0.4 | Network Model.IntPrjfolder\Network Data.IntPrjfolder\Main Grid.ElmNet\Bus72.ElmTerm\Cub_1.StaCubic | abc |  |  |  | 1 | 0
0035 | ElmTr2 | Network Model.IntPrjfolder\Network Data.IntPrjfolder\Main Grid.ElmNet\0035.ElmTr2 | 0 | bushv | Bus78 | Network Model.IntPrjfolder\Network Data.IntPrjfolder\Main Grid.ElmNet\Bus78.ElmTerm | 20 | Network Model.IntPrjfolder\Network Data.IntPrjfolder\Main Grid.ElmNet\Bus78.ElmTerm\Cub_2.StaCubic | abc |  |  |  | 1 | 0
0035 | ElmTr2 | Network Model.IntPrjfolder\Network Data.IntPrjfolder\Main Grid.ElmNet\0035.ElmTr2 | 1 | buslv | Bus77 | Network Model.IntPrjfolder\Network Data.IntPrjfolder\Main Grid.ElmNet\Bus77.ElmTerm | 0.4 | Network Model.IntPrjfolder\Network Data.IntPrjfolder\Main Grid.ElmNet\Bus77.ElmTerm\Cub_1.StaCubic | abc |  |  |  | 1 | 0
0036 | ElmTr2 | Network Model.IntPrjfolder\Network Data.IntPrjfolder\Main Grid.ElmNet\0036.ElmTr2 | 0 | bushv | Bus238 | Network Model.IntPrjfolder\Network Data.IntPrjfolder\Main Grid.ElmNet\Bus238.ElmTerm | 20 | Network Model.IntPrjfolder\Network Data.IntPrjfolder\Main Grid.ElmNet\Bus238.ElmTerm\Cub_2.StaCubic | abc |  |  |  | 1 | 0
0036 | ElmTr2 | Network Model.IntPrjfolder\Network Data.IntPrjfolder\Main Grid.ElmNet\0036.ElmTr2 | 1 | buslv | Bus237 | Network Model.IntPrjfolder\Network Data.IntPrjfolder\Main Grid.ElmNet\Bus237.ElmTerm | 0.4 | Network Model.IntPrjfolder\Network Data.IntPrjfolder\Main Grid.ElmNet\Bus237.ElmTerm\Cub_1.StaCubic | abc |  |  |  | 1 | 0
0037 | ElmTr2 | Network Model.IntPrjfolder\Network Data.IntPrjfolder\Main Grid.ElmNet\0037.ElmTr2 | 0 | bushv | Bus39 | Network Model.IntPrjfolder\Network Data.IntPrjfolder\Main Grid.ElmNet\Bus39.ElmTerm | 20 | Network Model.IntPrjfolder\Network Data.IntPrjfolder\Main Grid.ElmNet\Bus39.ElmTerm\Cub_2.StaCubic | abc | Switch | cbk | 1 | 1 | 0
0037 | ElmTr2 | Network Model.IntPrjfolder\Network Data.IntPrjfolder\Main Grid.ElmNet\0037.ElmTr2 | 1 | buslv | Bus38 | Network Model.IntPrjfolder\Network Data.IntPrjfolder\Main Grid.ElmNet\Bus38.ElmTerm | 0.4 | Network Model.IntPrjfolder\Network Data.IntPrjfolder\Main Grid.ElmNet\Bus38.ElmTerm\Cub_1.StaCubic | abc |  |  |  | 1 | 0
0038 | ElmTr2 | Network Model.IntPrjfolder\Network Data.IntPrjfolder\Main Grid.ElmNet\0038.ElmTr2 | 0 | bushv | Bus82 | Network Model.IntPrjfolder\Network Data.IntPrjfolder\Main Grid.ElmNet\Bus82.ElmTerm | 20 | Network Model.IntPrjfolder\Network Data.IntPrjfolder\Main Grid.ElmNet\Bus82.ElmTerm\Cub_2.StaCubic | abc | Switch | cbk | 1 | 1 | 0
0038 | ElmTr2 | Network Model.IntPrjfolder\Network Data.IntPrjfolder\Main Grid.ElmNet\0038.ElmTr2 | 1 | buslv | Bus81 | Network Model.IntPrjfolder\Network Data.IntPrjfolder\Main Grid.ElmNet\Bus81.ElmTerm | 0.4 | Network Model.IntPrjfolder\Network Data.IntPrjfolder\Main Grid.ElmNet\Bus81.ElmTerm\Cub_1.StaCubic | abc |  |  |  | 1 | 0
0041 | ElmTr2 | Network Model.IntPrjfolder\Network Data.IntPrjfolder\Main Grid.ElmNet\0041.ElmTr2 | 0 | bushv | Bus91 | Network Model.IntPrjfolder\Network Data.IntPrjfolder\Main Grid.ElmNet\Bus91.ElmTerm | 20 | Network Model.IntPrjfolder\Network Data.IntPrjfolder\Main Grid.ElmNet\Bus91.ElmTerm\Cub_2.StaCubic | abc | Switch | cbk | 1 | 1 | 0
0041 | ElmTr2 | Network Model.IntPrjfolder\Network Data.IntPrjfolder\Main Grid.ElmNet\0041.ElmTr2 | 1 | buslv | Bus90 | Network Model.IntPrjfolder\Network Data.IntPrjfolder\Main Grid.ElmNet\Bus90.ElmTerm | 0.4 | Network Model.IntPrjfolder\Network Data.IntPrjfolder\Main Grid.ElmNet\Bus90.ElmTerm\Cub_1.StaCubic | abc |  |  |  | 1 | 0
0087 | ElmTr2 | Network Model.IntPrjfolder\Network Data.IntPrjfolder\Main Grid.ElmNet\0087.ElmTr2 | 0 | bushv | Bus241 | Network Model.IntPrjfolder\Network Data.IntPrjfolder\Main Grid.ElmNet\Bus241.ElmTerm | 20 | Network Model.IntPrjfolder\Network Data.IntPrjfolder\Main Grid.ElmNet\Bus241.ElmTerm\Cub_2.StaCubic | abc |  |  |  | 1 | 0
0087 | ElmTr2 | Network Model.IntPrjfolder\Network Data.IntPrjfolder\Main Grid.ElmNet\0087.ElmTr2 | 1 | buslv | Bus92 | Network Model.IntPrjfolder\Network Data.IntPrjfolder\Main Grid.ElmNet\Bus92.ElmTerm | 0.4 | Network Model.IntPrjfolder\Network Data.IntPrjfolder\Main Grid.ElmNet\Bus92.ElmTerm\Cub_1.StaCubic | abc |  |  |  | 1 | 0
0042 | ElmTr2 | Network Model.IntPrjfolder\Network Data.IntPrjfolder\Main Grid.ElmNet\0042.ElmTr2 | 0 | bushv | Bus244 | Network Model.IntPrjfolder\Network Data.IntPrjfolder\Main Grid.ElmNet\Bus244.ElmTerm | 20 | Network Model.IntPrjfolder\Network Data.IntPrjfolder\Main Grid.ElmNet\Bus244.ElmTerm\Cub_3.StaCubic | abc |  |  |  | 1 | 0
0042 | ElmTr2 | Network Model.IntPrjfolder\Network Data.IntPrjfolder\Main Grid.ElmNet\0042.ElmTr2 | 1 | buslv | Bus243 | Network Model.IntPrjfolder\Network Data.IntPrjfolder\Main Grid.ElmNet\Bus243.ElmTerm | 0.4 | Network Model.IntPrjfolder\Network Data.IntPrjfolder\Main Grid.ElmNet\Bus243.ElmTerm\Cub_1.StaCubic | abc |  |  |  | 1 | 0
0092 | ElmTr2 | Network Model.IntPrjfolder\Network Data.IntPrjfolder\Main Grid.ElmNet\0092.ElmTr2 | 0 | bushv | Bus247 | Network Model.IntPrjfolder\Network Data.IntPrjfolder\Main Grid.ElmNet\Bus247.ElmTerm | 20 | Network Model.IntPrjfolder\Network Data.IntPrjfolder\Main Grid.ElmNet\Bus247.ElmTerm\Cub_3.StaCubic | abc |  |  |  | 1 | 0
0092 | ElmTr2 | Network Model.IntPrjfolder\Network Data.IntPrjfolder\Main Grid.ElmNet\0092.ElmTr2 | 1 | buslv | Bus246 | Network Model.IntPrjfolder\Network Data.IntPrjfolder\Main Grid.ElmNet\Bus246.ElmTerm | 0.4 | Network Model.IntPrjfolder\Network Data.IntPrjfolder\Main Grid.ElmNet\Bus246.ElmTerm\Cub_1.StaCubic | abc |  |  |  | 1 | 0
0095 | ElmTr2 | Network Model.IntPrjfolder\Network Data.IntPrjfolder\Main Grid.ElmNet\0095.ElmTr2 | 0 | bushv | Bus250 | Network Model.IntPrjfolder\Network Data.IntPrjfolder\Main Grid.ElmNet\Bus250.ElmTerm | 20 | Network Model.IntPrjfolder\Network Data.IntPrjfolder\Main Grid.ElmNet\Bus250.ElmTerm\Cub_3.StaCubic | abc |  |  |  | 1 | 0
0095 | ElmTr2 | Network Model.IntPrjfolder\Network Data.IntPrjfolder\Main Grid.ElmNet\0095.ElmTr2 | 1 | buslv | Bus249 | Network Model.IntPrjfolder\Network Data.IntPrjfolder\Main Grid.ElmNet\Bus249.ElmTerm | 0.4 | Network Model.IntPrjfolder\Network Data.IntPrjfolder\Main Grid.ElmNet\Bus249.ElmTerm\Cub_1.StaCubic | abc |  |  |  | 1 | 0
0093 | ElmTr2 | Network Model.IntPrjfolder\Network Data.IntPrjfolder\Main Grid.ElmNet\0093.ElmTr2 | 0 | bushv | Bus254 | Network Model.IntPrjfolder\Network Data.IntPrjfolder\Main Grid.ElmNet\Bus254.ElmTerm | 20 | Network Model.IntPrjfolder\Network Data.IntPrjfolder\Main Grid.ElmNet\Bus254.ElmTerm\Cub_3.StaCubic | abc |  |  |  | 1 | 0
0093 | ElmTr2 | Network Model.IntPrjfolder\Network Data.IntPrjfolder\Main Grid.ElmNet\0093.ElmTr2 | 1 | buslv | Bus253 | Network Model.IntPrjfolder\Network Data.IntPrjfolder\Main Grid.ElmNet\Bus253.ElmTerm | 0.4 | Network Model.IntPrjfolder\Network Data.IntPrjfolder\Main Grid.ElmNet\Bus253.ElmTerm\Cub_1.StaCubic | abc |  |  |  | 1 | 0
0094 | ElmTr2 | Network Model.IntPrjfolder\Network Data.IntPrjfolder\Main Grid.ElmNet\0094.ElmTr2 | 0 | bushv | Bus257 | Network Model.IntPrjfolder\Network Data.IntPrjfolder\Main Grid.ElmNet\Bus257.ElmTerm | 20 | Network Model.IntPrjfolder\Network Data.IntPrjfolder\Main Grid.ElmNet\Bus257.ElmTerm\Cub_2.StaCubic | abc |  |  |  | 1 | 0
0094 | ElmTr2 | Network Model.IntPrjfolder\Network Data.IntPrjfolder\Main Grid.ElmNet\0094.ElmTr2 | 1 | buslv | Bus256 | Network Model.IntPrjfolder\Network Data.IntPrjfolder\Main Grid.ElmNet\Bus256.ElmTerm | 0.4 | Network Model.IntPrjfolder\Network Data.IntPrjfolder\Main Grid.ElmNet\Bus256.ElmTerm\Cub_1.StaCubic | abc |  |  |  | 1 | 0
0039 | ElmTr2 | Network Model.IntPrjfolder\Network Data.IntPrjfolder\Main Grid.ElmNet\0039.ElmTr2 | 0 | bushv | Bus84 | Network Model.IntPrjfolder\Network Data.IntPrjfolder\Main Grid.ElmNet\Bus84.ElmTerm | 20 | Network Model.IntPrjfolder\Network Data.IntPrjfolder\Main Grid.ElmNet\Bus84.ElmTerm\Cub_2.StaCubic | abc | Switch | cbk | 1 | 1 | 0
0039 | ElmTr2 | Network Model.IntPrjfolder\Network Data.IntPrjfolder\Main Grid.ElmNet\0039.ElmTr2 | 1 | buslv | Bus83 | Network Model.IntPrjfolder\Network Data.IntPrjfolder\Main Grid.ElmNet\Bus83.ElmTerm | 0.4 | Network Model.IntPrjfolder\Network Data.IntPrjfolder\Main Grid.ElmNet\Bus83.ElmTerm\Cub_1.StaCubic | abc |  |  |  | 1 | 0
0040 | ElmTr2 | Network Model.IntPrjfolder\Network Data.IntPrjfolder\Main Grid.ElmNet\0040.ElmTr2 | 0 | bushv | Bus86 | Network Model.IntPrjfolder\Network Data.IntPrjfolder\Main Grid.ElmNet\Bus86.ElmTerm | 20 | Network Model.IntPrjfolder\Network Data.IntPrjfolder\Main Grid.ElmNet\Bus86.ElmTerm\Cub_2.StaCubic | abc | Switch | cbk | 1 | 1 | 0
0040 | ElmTr2 | Network Model.IntPrjfolder\Network Data.IntPrjfolder\Main Grid.ElmNet\0040.ElmTr2 | 1 | buslv | Bus85 | Network Model.IntPrjfolder\Network Data.IntPrjfolder\Main Grid.ElmNet\Bus85.ElmTerm | 0.4 | Network Model.IntPrjfolder\Network Data.IntPrjfolder\Main Grid.ElmNet\Bus85.ElmTerm\Cub_1.StaCubic | abc |  |  |  | 1 | 0
0096 | ElmTr2 | Network Model.IntPrjfolder\Network Data.IntPrjfolder\Main Grid.ElmNet\0096.ElmTr2 | 0 | bushv | Bus262 | Network Model.IntPrjfolder\Network Data.IntPrjfolder\Main Grid.ElmNet\Bus262.ElmTerm | 20 | Network Model.IntPrjfolder\Network Data.IntPrjfolder\Main Grid.ElmNet\Bus262.ElmTerm\Cub_2.StaCubic | abc |  |  |  | 1 | 0
0096 | ElmTr2 | Network Model.IntPrjfolder\Network Data.IntPrjfolder\Main Grid.ElmNet\0096.ElmTr2 | 1 | buslv | Bus260 | Network Model.IntPrjfolder\Network Data.IntPrjfolder\Main Grid.ElmNet\Bus260.ElmTerm | 0.4 | Network Model.IntPrjfolder\Network Data.IntPrjfolder\Main Grid.ElmNet\Bus260.ElmTerm\Cub_1.StaCubic | abc |  |  |  | 1 | 0
0043 | ElmTr2 | Network Model.IntPrjfolder\Network Data.IntPrjfolder\Main Grid.ElmNet\0043.ElmTr2 | 0 | bushv | Bus88 | Network Model.IntPrjfolder\Network Data.IntPrjfolder\Main Grid.ElmNet\Bus88.ElmTerm | 20 | Network Model.IntPrjfolder\Network Data.IntPrjfolder\Main Grid.ElmNet\Bus88.ElmTerm\Cub_2.StaCubic | abc | Switch | cbk | 1 | 1 | 0
0043 | ElmTr2 | Network Model.IntPrjfolder\Network Data.IntPrjfolder\Main Grid.ElmNet\0043.ElmTr2 | 1 | buslv | Bus87 | Network Model.IntPrjfolder\Network Data.IntPrjfolder\Main Grid.ElmNet\Bus87.ElmTerm | 0.4 | Network Model.IntPrjfolder\Network Data.IntPrjfolder\Main Grid.ElmNet\Bus87.ElmTerm\Cub_1.StaCubic | abc |  |  |  | 1 | 0
0044 | ElmTr2 | Network Model.IntPrjfolder\Network Data.IntPrjfolder\Main Grid.ElmNet\0044.ElmTr2 | 0 | bushv | Bus95 | Network Model.IntPrjfolder\Network Data.IntPrjfolder\Main Grid.ElmNet\Bus95.ElmTerm | 20 | Network Model.IntPrjfolder\Network Data.IntPrjfolder\Main Grid.ElmNet\Bus95.ElmTerm\Cub_2.StaCubic | abc | Switch | cbk | 1 | 1 | 0
0044 | ElmTr2 | Network Model.IntPrjfolder\Network Data.IntPrjfolder\Main Grid.ElmNet\0044.ElmTr2 | 1 | buslv | Bus94 | Network Model.IntPrjfolder\Network Data.IntPrjfolder\Main Grid.ElmNet\Bus94.ElmTerm | 0.4 | Network Model.IntPrjfolder\Network Data.IntPrjfolder\Main Grid.ElmNet\Bus94.ElmTerm\Cub_1.StaCubic | abc |  |  |  | 1 | 0
0045 | ElmTr2 | Network Model.IntPrjfolder\Network Data.IntPrjfolder\Main Grid.ElmNet\0045.ElmTr2 | 0 | bushv | Bus97 | Network Model.IntPrjfolder\Network Data.IntPrjfolder\Main Grid.ElmNet\Bus97.ElmTerm | 20 | Network Model.IntPrjfolder\Network Data.IntPrjfolder\Main Grid.ElmNet\Bus97.ElmTerm\Cub_2.StaCubic | abc | Switch | cbk | 1 | 1 | 0
0045 | ElmTr2 | Network Model.IntPrjfolder\Network Data.IntPrjfolder\Main Grid.ElmNet\0045.ElmTr2 | 1 | buslv | Bus96 | Network Model.IntPrjfolder\Network Data.IntPrjfolder\Main Grid.ElmNet\Bus96.ElmTerm | 0.4 | Network Model.IntPrjfolder\Network Data.IntPrjfolder\Main Grid.ElmNet\Bus96.ElmTerm\Cub_1.StaCubic | abc |  |  |  | 1 | 0
00104 | ElmTr2 | Network Model.IntPrjfolder\Network Data.IntPrjfolder\Main Grid.ElmNet\00104.ElmTr2 | 0 | bushv | Terminal(16) | Network Model.IntPrjfolder\Network Data.IntPrjfolder\Main Grid.ElmNet\Terminal(16).ElmTerm | 20 | Network Model.IntPrjfolder\Network Data.IntPrjfolder\Main Grid.ElmNet\Terminal(16).ElmTerm\Cub_2.StaCubic | abc |  |  |  | 1 | 0
00104 | ElmTr2 | Network Model.IntPrjfolder\Network Data.IntPrjfolder\Main Grid.ElmNet\00104.ElmTr2 | 1 | buslv | Bus268 | Network Model.IntPrjfolder\Network Data.IntPrjfolder\Main Grid.ElmNet\Bus268.ElmTerm | 0.4 | Network Model.IntPrjfolder\Network Data.IntPrjfolder\Main Grid.ElmNet\Bus268.ElmTerm\Cub_1.StaCubic | abc |  |  |  | 1 | 0
0046 | ElmTr2 | Network Model.IntPrjfolder\Network Data.IntPrjfolder\Main Grid.ElmNet\0046.ElmTr2 | 0 | bushv | Bus99 | Network Model.IntPrjfolder\Network Data.IntPrjfolder\Main Grid.ElmNet\Bus99.ElmTerm | 20 | Network Model.IntPrjfolder\Network Data.IntPrjfolder\Main Grid.ElmNet\Bus99.ElmTerm\Cub_2.StaCubic | abc | Switch | cbk | 1 | 1 | 0
0046 | ElmTr2 | Network Model.IntPrjfolder\Network Data.IntPrjfolder\Main Grid.ElmNet\0046.ElmTr2 | 1 | buslv | Bus98 | Network Model.IntPrjfolder\Network Data.IntPrjfolder\Main Grid.ElmNet\Bus98.ElmTerm | 0.4 | Network Model.IntPrjfolder\Network Data.IntPrjfolder\Main Grid.ElmNet\Bus98.ElmTerm\Cub_1.StaCubic | abc |  |  |  | 1 | 0
0047 | ElmTr2 | Network Model.IntPrjfolder\Network Data.IntPrjfolder\Main Grid.ElmNet\0047.ElmTr2 | 0 | bushv | Bus101 | Network Model.IntPrjfolder\Network Data.IntPrjfolder\Main Grid.ElmNet\Bus101.ElmTerm | 20 | Network Model.IntPrjfolder\Network Data.IntPrjfolder\Main Grid.ElmNet\Bus101.ElmTerm\Cub_2.StaCubic | abc | Switch | cbk | 1 | 1 | 0
0047 | ElmTr2 | Network Model.IntPrjfolder\Network Data.IntPrjfolder\Main Grid.ElmNet\0047.ElmTr2 | 1 | buslv | Bus100 | Network Model.IntPrjfolder\Network Data.IntPrjfolder\Main Grid.ElmNet\Bus100.ElmTerm | 0.4 | Network Model.IntPrjfolder\Network Data.IntPrjfolder\Main Grid.ElmNet\Bus100.ElmTerm\Cub_1.StaCubic | abc |  |  |  | 1 | 0
0077 | ElmTr2 | Network Model.IntPrjfolder\Network Data.IntPrjfolder\Main Grid.ElmNet\0077.ElmTr2 | 0 | bushv | Bus105 | Network Model.IntPrjfolder\Network Data.IntPrjfolder\Main Grid.ElmNet\Bus105.ElmTerm | 20 | Network Model.IntPrjfolder\Network Data.IntPrjfolder\Main Grid.ElmNet\Bus105.ElmTerm\Cub_4.StaCubic | abc | Switch | cbk | 1 | 1 | 0
0077 | ElmTr2 | Network Model.IntPrjfolder\Network Data.IntPrjfolder\Main Grid.ElmNet\0077.ElmTr2 | 1 | buslv | Bus104 | Network Model.IntPrjfolder\Network Data.IntPrjfolder\Main Grid.ElmNet\Bus104.ElmTerm | 0.4 | Network Model.IntPrjfolder\Network Data.IntPrjfolder\Main Grid.ElmNet\Bus104.ElmTerm\Cub_1.StaCubic | abc |  |  |  | 1 | 0
0082 | ElmTr2 | Network Model.IntPrjfolder\Network Data.IntPrjfolder\Main Grid.ElmNet\0082.ElmTr2 | 0 | bushv | Terminal(17) | Network Model.IntPrjfolder\Network Data.IntPrjfolder\Main Grid.ElmNet\Terminal(17).ElmTerm | 20 | Network Model.IntPrjfolder\Network Data.IntPrjfolder\Main Grid.ElmNet\Terminal(17).ElmTerm\Cub_2.StaCubic | abc |  |  |  | 1 | 0
0082 | ElmTr2 | Network Model.IntPrjfolder\Network Data.IntPrjfolder\Main Grid.ElmNet\0082.ElmTr2 | 1 | buslv | Bus272 | Network Model.IntPrjfolder\Network Data.IntPrjfolder\Main Grid.ElmNet\Bus272.ElmTerm | 0.4 | Network Model.IntPrjfolder\Network Data.IntPrjfolder\Main Grid.ElmNet\Bus272.ElmTerm\Cub_1.StaCubic | abc |  |  |  | 1 | 0
0048 | ElmTr2 | Network Model.IntPrjfolder\Network Data.IntPrjfolder\Main Grid.ElmNet\0048.ElmTr2 | 0 | bushv | Bus276 | Network Model.IntPrjfolder\Network Data.IntPrjfolder\Main Grid.ElmNet\Bus276.ElmTerm | 20 | Network Model.IntPrjfolder\Network Data.IntPrjfolder\Main Grid.ElmNet\Bus276.ElmTerm\Cub_3.StaCubic | abc | Switch | cbk | 1 | 1 | 0
0048 | ElmTr2 | Network Model.IntPrjfolder\Network Data.IntPrjfolder\Main Grid.ElmNet\0048.ElmTr2 | 1 | buslv | Bus275 | Network Model.IntPrjfolder\Network Data.IntPrjfolder\Main Grid.ElmNet\Bus275.ElmTerm | 0.4 | Network Model.IntPrjfolder\Network Data.IntPrjfolder\Main Grid.ElmNet\Bus275.ElmTerm\Cub_1.StaCubic | abc |  |  |  | 1 | 0
0097 | ElmTr2 | Network Model.IntPrjfolder\Network Data.IntPrjfolder\Main Grid.ElmNet\0097.ElmTr2 | 0 | bushv | Bus279 | Network Model.IntPrjfolder\Network Data.IntPrjfolder\Main Grid.ElmNet\Bus279.ElmTerm | 20 | Network Model.IntPrjfolder\Network Data.IntPrjfolder\Main Grid.ElmNet\Bus279.ElmTerm\Cub_2.StaCubic | abc |  |  |  | 1 | 0
0097 | ElmTr2 | Network Model.IntPrjfolder\Network Data.IntPrjfolder\Main Grid.ElmNet\0097.ElmTr2 | 1 | buslv | Bus278 | Network Model.IntPrjfolder\Network Data.IntPrjfolder\Main Grid.ElmNet\Bus278.ElmTerm | 0.4 | Network Model.IntPrjfolder\Network Data.IntPrjfolder\Main Grid.ElmNet\Bus278.ElmTerm\Cub_1.StaCubic | abc |  |  |  | 1 | 0
0049 | ElmTr2 | Network Model.IntPrjfolder\Network Data.IntPrjfolder\Main Grid.ElmNet\0049.ElmTr2 | 0 | bushv | Bus103 | Network Model.IntPrjfolder\Network Data.IntPrjfolder\Main Grid.ElmNet\Bus103.ElmTerm | 20 | Network Model.IntPrjfolder\Network Data.IntPrjfolder\Main Grid.ElmNet\Bus103.ElmTerm\Cub_2.StaCubic | abc | Switch | cbk | 1 | 1 | 0
0049 | ElmTr2 | Network Model.IntPrjfolder\Network Data.IntPrjfolder\Main Grid.ElmNet\0049.ElmTr2 | 1 | buslv | Bus102 | Network Model.IntPrjfolder\Network Data.IntPrjfolder\Main Grid.ElmNet\Bus102.ElmTerm | 0.4 | Network Model.IntPrjfolder\Network Data.IntPrjfolder\Main Grid.ElmNet\Bus102.ElmTerm\Cub_1.StaCubic | abc |  |  |  | 1 | 0
0050 | ElmTr2 | Network Model.IntPrjfolder\Network Data.IntPrjfolder\Main Grid.ElmNet\0050.ElmTr2 | 0 | bushv | Bus107 | Network Model.IntPrjfolder\Network Data.IntPrjfolder\Main Grid.ElmNet\Bus107.ElmTerm | 20 | Network Model.IntPrjfolder\Network Data.IntPrjfolder\Main Grid.ElmNet\Bus107.ElmTerm\Cub_2.StaCubic | abc | Switch | cbk | 1 | 1 | 0
0050 | ElmTr2 | Network Model.IntPrjfolder\Network Data.IntPrjfolder\Main Grid.ElmNet\0050.ElmTr2 | 1 | buslv | Bus106 | Network Model.IntPrjfolder\Network Data.IntPrjfolder\Main Grid.ElmNet\Bus106.ElmTerm | 0.4 | Network Model.IntPrjfolder\Network Data.IntPrjfolder\Main Grid.ElmNet\Bus106.ElmTerm\Cub_1.StaCubic | abc |  |  |  | 1 | 0
0051 | ElmTr2 | Network Model.IntPrjfolder\Network Data.IntPrjfolder\Main Grid.ElmNet\0051.ElmTr2 | 0 | bushv | Bus110 | Network Model.IntPrjfolder\Network Data.IntPrjfolder\Main Grid.ElmNet\Bus110.ElmTerm | 20 | Network Model.IntPrjfolder\Network Data.IntPrjfolder\Main Grid.ElmNet\Bus110.ElmTerm\Cub_2.StaCubic | abc | Switch | cbk | 1 | 1 | 0
0051 | ElmTr2 | Network Model.IntPrjfolder\Network Data.IntPrjfolder\Main Grid.ElmNet\0051.ElmTr2 | 1 | buslv | Bus109 | Network Model.IntPrjfolder\Network Data.IntPrjfolder\Main Grid.ElmNet\Bus109.ElmTerm | 0.4 | Network Model.IntPrjfolder\Network Data.IntPrjfolder\Main Grid.ElmNet\Bus109.ElmTerm\Cub_1.StaCubic | abc |  |  |  | 1 | 0
0081 | ElmTr2 | Network Model.IntPrjfolder\Network Data.IntPrjfolder\Main Grid.ElmNet\0081.ElmTr2 | 0 | bushv | Bus280 | Network Model.IntPrjfolder\Network Data.IntPrjfolder\Main Grid.ElmNet\Bus280.ElmTerm | 20 | Network Model.IntPrjfolder\Network Data.IntPrjfolder\Main Grid.ElmNet\Bus280.ElmTerm\Cub_2.StaCubic | abc |  |  |  | 1 | 0
0081 | ElmTr2 | Network Model.IntPrjfolder\Network Data.IntPrjfolder\Main Grid.ElmNet\0081.ElmTr2 | 1 | buslv | Bus111 | Network Model.IntPrjfolder\Network Data.IntPrjfolder\Main Grid.ElmNet\Bus111.ElmTerm | 0.4 | Network Model.IntPrjfolder\Network Data.IntPrjfolder\Main Grid.ElmNet\Bus111.ElmTerm\Cub_1.StaCubic | abc |  |  |  | 1 | 0
0086 | ElmTr2 | Network Model.IntPrjfolder\Network Data.IntPrjfolder\Main Grid.ElmNet\0086.ElmTr2 | 0 | bushv | Bus284 | Network Model.IntPrjfolder\Network Data.IntPrjfolder\Main Grid.ElmNet\Bus284.ElmTerm | 20 | Network Model.IntPrjfolder\Network Data.IntPrjfolder\Main Grid.ElmNet\Bus284.ElmTerm\Cub_1.StaCubic | abc | Switch | cbk | 1 | 1 | 0
0086 | ElmTr2 | Network Model.IntPrjfolder\Network Data.IntPrjfolder\Main Grid.ElmNet\0086.ElmTr2 | 1 | buslv | Bus283 | Network Model.IntPrjfolder\Network Data.IntPrjfolder\Main Grid.ElmNet\Bus283.ElmTerm | 0.4 | Network Model.IntPrjfolder\Network Data.IntPrjfolder\Main Grid.ElmNet\Bus283.ElmTerm\Cub_1.StaCubic | abc |  |  |  | 1 | 0
0052 | ElmTr2 | Network Model.IntPrjfolder\Network Data.IntPrjfolder\Main Grid.ElmNet\0052.ElmTr2 | 0 | bushv | Bus286 | Network Model.IntPrjfolder\Network Data.IntPrjfolder\Main Grid.ElmNet\Bus286.ElmTerm | 20 | Network Model.IntPrjfolder\Network Data.IntPrjfolder\Main Grid.ElmNet\Bus286.ElmTerm\Cub_1.StaCubic | abc | Switch | cbk | 1 | 1 | 0
0052 | ElmTr2 | Network Model.IntPrjfolder\Network Data.IntPrjfolder\Main Grid.ElmNet\0052.ElmTr2 | 1 | buslv | Bus285 | Network Model.IntPrjfolder\Network Data.IntPrjfolder\Main Grid.ElmNet\Bus285.ElmTerm | 0.4 | Network Model.IntPrjfolder\Network Data.IntPrjfolder\Main Grid.ElmNet\Bus285.ElmTerm\Cub_1.StaCubic | abc |  |  |  | 1 | 0
0053 | ElmTr2 | Network Model.IntPrjfolder\Network Data.IntPrjfolder\Main Grid.ElmNet\0053.ElmTr2 | 0 | bushv | Bus115 | Network Model.IntPrjfolder\Network Data.IntPrjfolder\Main Grid.ElmNet\Bus115.ElmTerm | 20 | Network Model.IntPrjfolder\Network Data.IntPrjfolder\Main Grid.ElmNet\Bus115.ElmTerm\Cub_2.StaCubic | abc | Switch | cbk | 1 | 1 | 0
0053 | ElmTr2 | Network Model.IntPrjfolder\Network Data.IntPrjfolder\Main Grid.ElmNet\0053.ElmTr2 | 1 | buslv | Bus114 | Network Model.IntPrjfolder\Network Data.IntPrjfolder\Main Grid.ElmNet\Bus114.ElmTerm | 0.4 | Network Model.IntPrjfolder\Network Data.IntPrjfolder\Main Grid.ElmNet\Bus114.ElmTerm\Cub_1.StaCubic | abc |  |  |  | 1 | 0
0099 | ElmTr2 | Network Model.IntPrjfolder\Network Data.IntPrjfolder\Main Grid.ElmNet\0099.ElmTr2 | 0 | bushv | Bus119 | Network Model.IntPrjfolder\Network Data.IntPrjfolder\Main Grid.ElmNet\Bus119.ElmTerm | 20 | Network Model.IntPrjfolder\Network Data.IntPrjfolder\Main Grid.ElmNet\Bus119.ElmTerm\Cub_2.StaCubic | abc |  |  |  | 1 | 0
0099 | ElmTr2 | Network Model.IntPrjfolder\Network Data.IntPrjfolder\Main Grid.ElmNet\0099.ElmTr2 | 1 | buslv | Bus118 | Network Model.IntPrjfolder\Network Data.IntPrjfolder\Main Grid.ElmNet\Bus118.ElmTerm | 0.4 | Network Model.IntPrjfolder\Network Data.IntPrjfolder\Main Grid.ElmNet\Bus118.ElmTerm\Cub_1.StaCubic | abc |  |  |  | 1 | 0
0054 | ElmTr2 | Network Model.IntPrjfolder\Network Data.IntPrjfolder\Main Grid.ElmNet\0054.ElmTr2 | 0 | bushv | Bus290 | Network Model.IntPrjfolder\Network Data.IntPrjfolder\Main Grid.ElmNet\Bus290.ElmTerm | 20 | Network Model.IntPrjfolder\Network Data.IntPrjfolder\Main Grid.ElmNet\Bus290.ElmTerm\Cub_2.StaCubic | abc |  |  |  | 1 | 0
0054 | ElmTr2 | Network Model.IntPrjfolder\Network Data.IntPrjfolder\Main Grid.ElmNet\0054.ElmTr2 | 1 | buslv | Bus116 | Network Model.IntPrjfolder\Network Data.IntPrjfolder\Main Grid.ElmNet\Bus116.ElmTerm | 0.4 | Network Model.IntPrjfolder\Network Data.IntPrjfolder\Main Grid.ElmNet\Bus116.ElmTerm\Cub_2.StaCubic | abc |  |  |  | 1 | 0
0055 | ElmTr2 | Network Model.IntPrjfolder\Network Data.IntPrjfolder\Main Grid.ElmNet\0055.ElmTr2 | 0 | bushv | Bus121 | Network Model.IntPrjfolder\Network Data.IntPrjfolder\Main Grid.ElmNet\Bus121.ElmTerm | 20 | Network Model.IntPrjfolder\Network Data.IntPrjfolder\Main Grid.ElmNet\Bus121.ElmTerm\Cub_2.StaCubic | abc | Switch | cbk | 1 | 1 | 0
0055 | ElmTr2 | Network Model.IntPrjfolder\Network Data.IntPrjfolder\Main Grid.ElmNet\0055.ElmTr2 | 1 | buslv | Bus291 | Network Model.IntPrjfolder\Network Data.IntPrjfolder\Main Grid.ElmNet\Bus291.ElmTerm | 0.4 | Network Model.IntPrjfolder\Network Data.IntPrjfolder\Main Grid.ElmNet\Bus291.ElmTerm\Cub_1.StaCubic | abc |  |  |  | 1 | 0
0057 | ElmTr2 | Network Model.IntPrjfolder\Network Data.IntPrjfolder\Main Grid.ElmNet\0057.ElmTr2 | 0 | bushv | Bus122 | Network Model.IntPrjfolder\Network Data.IntPrjfolder\Main Grid.ElmNet\Bus122.ElmTerm | 20 | Network Model.IntPrjfolder\Network Data.IntPrjfolder\Main Grid.ElmNet\Bus122.ElmTerm\Cub_2.StaCubic | abc | Switch | cbk | 1 | 1 | 0
0057 | ElmTr2 | Network Model.IntPrjfolder\Network Data.IntPrjfolder\Main Grid.ElmNet\0057.ElmTr2 | 1 | buslv | Bus120 | Network Model.IntPrjfolder\Network Data.IntPrjfolder\Main Grid.ElmNet\Bus120.ElmTerm | 0.4 | Network Model.IntPrjfolder\Network Data.IntPrjfolder\Main Grid.ElmNet\Bus120.ElmTerm\Cub_1.StaCubic | abc |  |  |  | 1 | 0
0098 | ElmTr2 | Network Model.IntPrjfolder\Network Data.IntPrjfolder\Main Grid.ElmNet\0098.ElmTr2 | 0 | bushv | Bus298 | Network Model.IntPrjfolder\Network Data.IntPrjfolder\Main Grid.ElmNet\Bus298.ElmTerm | 20 | Network Model.IntPrjfolder\Network Data.IntPrjfolder\Main Grid.ElmNet\Bus298.ElmTerm\Cub_2.StaCubic | abc | Switch | cbk | 1 | 1 | 0
0098 | ElmTr2 | Network Model.IntPrjfolder\Network Data.IntPrjfolder\Main Grid.ElmNet\0098.ElmTr2 | 1 | buslv | Bus297 | Network Model.IntPrjfolder\Network Data.IntPrjfolder\Main Grid.ElmNet\Bus297.ElmTerm | 0.4 | Network Model.IntPrjfolder\Network Data.IntPrjfolder\Main Grid.ElmNet\Bus297.ElmTerm\Cub_1.StaCubic | abc |  |  |  | 1 | 0
0056 | ElmTr2 | Network Model.IntPrjfolder\Network Data.IntPrjfolder\Main Grid.ElmNet\0056.ElmTr2 | 0 | bushv | Bus294 | Network Model.IntPrjfolder\Network Data.IntPrjfolder\Main Grid.ElmNet\Bus294.ElmTerm | 20 | Network Model.IntPrjfolder\Network Data.IntPrjfolder\Main Grid.ElmNet\Bus294.ElmTerm\Cub_3.StaCubic | abc | Switch | cbk | 1 | 1 | 0
0056 | ElmTr2 | Network Model.IntPrjfolder\Network Data.IntPrjfolder\Main Grid.ElmNet\0056.ElmTr2 | 1 | buslv | Bus293 | Network Model.IntPrjfolder\Network Data.IntPrjfolder\Main Grid.ElmNet\Bus293.ElmTerm | 0.4 | Network Model.IntPrjfolder\Network Data.IntPrjfolder\Main Grid.ElmNet\Bus293.ElmTerm\Cub_1.StaCubic | abc |  |  |  | 1 | 0
0058 | ElmTr2 | Network Model.IntPrjfolder\Network Data.IntPrjfolder\Main Grid.ElmNet\0058.ElmTr2 | 0 | bushv | Bus124 | Network Model.IntPrjfolder\Network Data.IntPrjfolder\Main Grid.ElmNet\Bus124.ElmTerm | 20 | Network Model.IntPrjfolder\Network Data.IntPrjfolder\Main Grid.ElmNet\Bus124.ElmTerm\Cub_2.StaCubic | abc | Switch | cbk | 1 | 1 | 0
0058 | ElmTr2 | Network Model.IntPrjfolder\Network Data.IntPrjfolder\Main Grid.ElmNet\0058.ElmTr2 | 1 | buslv | Bus123 | Network Model.IntPrjfolder\Network Data.IntPrjfolder\Main Grid.ElmNet\Bus123.ElmTerm | 0.4 | Network Model.IntPrjfolder\Network Data.IntPrjfolder\Main Grid.ElmNet\Bus123.ElmTerm\Cub_1.StaCubic | abc | Switch | cbk | 1 | 1 | 0
0059 | ElmTr2 | Network Model.IntPrjfolder\Network Data.IntPrjfolder\Main Grid.ElmNet\0059.ElmTr2 | 0 | bushv | Bus126 | Network Model.IntPrjfolder\Network Data.IntPrjfolder\Main Grid.ElmNet\Bus126.ElmTerm | 20 | Network Model.IntPrjfolder\Network Data.IntPrjfolder\Main Grid.ElmNet\Bus126.ElmTerm\Cub_2.StaCubic | abc | Switch | cbk | 1 | 1 | 0
0059 | ElmTr2 | Network Model.IntPrjfolder\Network Data.IntPrjfolder\Main Grid.ElmNet\0059.ElmTr2 | 1 | buslv | Bus125 | Network Model.IntPrjfolder\Network Data.IntPrjfolder\Main Grid.ElmNet\Bus125.ElmTerm | 0.4 | Network Model.IntPrjfolder\Network Data.IntPrjfolder\Main Grid.ElmNet\Bus125.ElmTerm\Cub_1.StaCubic | abc | Switch | cbk | 1 | 1 | 0
0060 | ElmTr2 | Network Model.IntPrjfolder\Network Data.IntPrjfolder\Main Grid.ElmNet\0060.ElmTr2 | 0 | bushv | Bus128 | Network Model.IntPrjfolder\Network Data.IntPrjfolder\Main Grid.ElmNet\Bus128.ElmTerm | 20 | Network Model.IntPrjfolder\Network Data.IntPrjfolder\Main Grid.ElmNet\Bus128.ElmTerm\Cub_2.StaCubic | abc | Switch | cbk | 1 | 1 | 0
0060 | ElmTr2 | Network Model.IntPrjfolder\Network Data.IntPrjfolder\Main Grid.ElmNet\0060.ElmTr2 | 1 | buslv | Bus127 | Network Model.IntPrjfolder\Network Data.IntPrjfolder\Main Grid.ElmNet\Bus127.ElmTerm | 0.4 | Network Model.IntPrjfolder\Network Data.IntPrjfolder\Main Grid.ElmNet\Bus127.ElmTerm\Cub_1.StaCubic | abc | Switch | cbk | 1 | 1 | 0
0061 | ElmTr2 | Network Model.IntPrjfolder\Network Data.IntPrjfolder\Main Grid.ElmNet\0061.ElmTr2 | 0 | bushv | Bus130 | Network Model.IntPrjfolder\Network Data.IntPrjfolder\Main Grid.ElmNet\Bus130.ElmTerm | 20 | Network Model.IntPrjfolder\Network Data.IntPrjfolder\Main Grid.ElmNet\Bus130.ElmTerm\Cub_2.StaCubic | abc | Switch | cbk | 1 | 1 | 0
0061 | ElmTr2 | Network Model.IntPrjfolder\Network Data.IntPrjfolder\Main Grid.ElmNet\0061.ElmTr2 | 1 | buslv | Bus129 | Network Model.IntPrjfolder\Network Data.IntPrjfolder\Main Grid.ElmNet\Bus129.ElmTerm | 0.4 | Network Model.IntPrjfolder\Network Data.IntPrjfolder\Main Grid.ElmNet\Bus129.ElmTerm\Cub_1.StaCubic | abc | Switch | cbk | 1 | 1 | 0
0001 | ElmTr2 | Network Model.IntPrjfolder\Network Data.IntPrjfolder\Main Grid.ElmNet\0001.ElmTr2 | 0 | bushv | Bus311 | Network Model.IntPrjfolder\Network Data.IntPrjfolder\Main Grid.ElmNet\Bus311.ElmTerm | 20 | Network Model.IntPrjfolder\Network Data.IntPrjfolder\Main Grid.ElmNet\Bus311.ElmTerm\Cub_2.StaCubic | abc | Switch | cbk | 1 | 1 | 0
0001 | ElmTr2 | Network Model.IntPrjfolder\Network Data.IntPrjfolder\Main Grid.ElmNet\0001.ElmTr2 | 1 | buslv | Bus306 | Network Model.IntPrjfolder\Network Data.IntPrjfolder\Main Grid.ElmNet\Bus306.ElmTerm | 0.4 | Network Model.IntPrjfolder\Network Data.IntPrjfolder\Main Grid.ElmNet\Bus306.ElmTerm\Cub_1.StaCubic | abc |  |  |  | 1 | 0
0002 | ElmTr2 | Network Model.IntPrjfolder\Network Data.IntPrjfolder\Main Grid.ElmNet\0002.ElmTr2 | 0 | bushv | Bus150 | Network Model.IntPrjfolder\Network Data.IntPrjfolder\Main Grid.ElmNet\Bus150.ElmTerm | 20 | Network Model.IntPrjfolder\Network Data.IntPrjfolder\Main Grid.ElmNet\Bus150.ElmTerm\Cub_2.StaCubic | abc | Switch | cbk | 1 | 1 | 0
0002 | ElmTr2 | Network Model.IntPrjfolder\Network Data.IntPrjfolder\Main Grid.ElmNet\0002.ElmTr2 | 1 | buslv | Terminal(27) | Network Model.IntPrjfolder\Network Data.IntPrjfolder\Main Grid.ElmNet\Terminal(27).ElmTerm | 0.4 | Network Model.IntPrjfolder\Network Data.IntPrjfolder\Main Grid.ElmNet\Terminal(27).ElmTerm\Cub_1.StaCubic | abc |  |  |  | 1 | 0
0074 | ElmTr2 | Network Model.IntPrjfolder\Network Data.IntPrjfolder\Main Grid.ElmNet\0074.ElmTr2 | 0 | bushv | Bus150 | Network Model.IntPrjfolder\Network Data.IntPrjfolder\Main Grid.ElmNet\Bus150.ElmTerm | 20 | Network Model.IntPrjfolder\Network Data.IntPrjfolder\Main Grid.ElmNet\Bus150.ElmTerm\Cub_3.StaCubic | abc | Switch | cbk | 1 | 1 | 0
0074 | ElmTr2 | Network Model.IntPrjfolder\Network Data.IntPrjfolder\Main Grid.ElmNet\0074.ElmTr2 | 1 | buslv | Terminal(28) | Network Model.IntPrjfolder\Network Data.IntPrjfolder\Main Grid.ElmNet\Terminal(28).ElmTerm | 0.4 | Network Model.IntPrjfolder\Network Data.IntPrjfolder\Main Grid.ElmNet\Terminal(28).ElmTerm\Cub_1.StaCubic | abc |  |  |  | 1 | 0
0003 | ElmTr2 | Network Model.IntPrjfolder\Network Data.IntPrjfolder\Main Grid.ElmNet\0003.ElmTr2 | 0 | bushv | Bus314 | Network Model.IntPrjfolder\Network Data.IntPrjfolder\Main Grid.ElmNet\Bus314.ElmTerm | 20 | Network Model.IntPrjfolder\Network Data.IntPrjfolder\Main Grid.ElmNet\Bus314.ElmTerm\Cub_2.StaCubic | abc |  |  |  | 1 | 0
0003 | ElmTr2 | Network Model.IntPrjfolder\Network Data.IntPrjfolder\Main Grid.ElmNet\0003.ElmTr2 | 1 | buslv | Bus313 | Network Model.IntPrjfolder\Network Data.IntPrjfolder\Main Grid.ElmNet\Bus313.ElmTerm | 0.4 | Network Model.IntPrjfolder\Network Data.IntPrjfolder\Main Grid.ElmNet\Bus313.ElmTerm\Cub_1.StaCubic | abc |  |  |  | 1 | 0
0004 | ElmTr2 | Network Model.IntPrjfolder\Network Data.IntPrjfolder\Main Grid.ElmNet\0004.ElmTr2 | 0 | bushv | Bus316 | Network Model.IntPrjfolder\Network Data.IntPrjfolder\Main Grid.ElmNet\Bus316.ElmTerm | 20 | Network Model.IntPrjfolder\Network Data.IntPrjfolder\Main Grid.ElmNet\Bus316.ElmTerm\Cub_3.StaCubic | abc |  |  |  | 1 | 0
0004 | ElmTr2 | Network Model.IntPrjfolder\Network Data.IntPrjfolder\Main Grid.ElmNet\0004.ElmTr2 | 1 | buslv | Bus154 | Network Model.IntPrjfolder\Network Data.IntPrjfolder\Main Grid.ElmNet\Bus154.ElmTerm | 0.4 | Network Model.IntPrjfolder\Network Data.IntPrjfolder\Main Grid.ElmNet\Bus154.ElmTerm\Cub_1.StaCubic | abc |  |  |  | 1 | 0
0103 | ElmTr2 | Network Model.IntPrjfolder\Network Data.IntPrjfolder\Main Grid.ElmNet\0103.ElmTr2 | 0 | bushv | Bus319 | Network Model.IntPrjfolder\Network Data.IntPrjfolder\Main Grid.ElmNet\Bus319.ElmTerm | 20 | Network Model.IntPrjfolder\Network Data.IntPrjfolder\Main Grid.ElmNet\Bus319.ElmTerm\Cub_2.StaCubic | abc |  |  |  | 1 | 0
0103 | ElmTr2 | Network Model.IntPrjfolder\Network Data.IntPrjfolder\Main Grid.ElmNet\0103.ElmTr2 | 1 | buslv | Bus318 | Network Model.IntPrjfolder\Network Data.IntPrjfolder\Main Grid.ElmNet\Bus318.ElmTerm | 0.4 | Network Model.IntPrjfolder\Network Data.IntPrjfolder\Main Grid.ElmNet\Bus318.ElmTerm\Cub_1.StaCubic | abc |  |  |  | 1 | 0
0005 | ElmTr2 | Network Model.IntPrjfolder\Network Data.IntPrjfolder\Main Grid.ElmNet\0005.ElmTr2 | 0 | bushv | Bus157 | Network Model.IntPrjfolder\Network Data.IntPrjfolder\Main Grid.ElmNet\Bus157.ElmTerm | 20 | Network Model.IntPrjfolder\Network Data.IntPrjfolder\Main Grid.ElmNet\Bus157.ElmTerm\Cub_2.StaCubic | abc | Switch | cbk | 1 | 1 | 0
0005 | ElmTr2 | Network Model.IntPrjfolder\Network Data.IntPrjfolder\Main Grid.ElmNet\0005.ElmTr2 | 1 | buslv | Bus156 | Network Model.IntPrjfolder\Network Data.IntPrjfolder\Main Grid.ElmNet\Bus156.ElmTerm | 0.4 | Network Model.IntPrjfolder\Network Data.IntPrjfolder\Main Grid.ElmNet\Bus156.ElmTerm\Cub_1.StaCubic | abc |  |  |  | 1 | 0
0088 | ElmTr2 | Network Model.IntPrjfolder\Network Data.IntPrjfolder\Main Grid.ElmNet\0088.ElmTr2 | 0 | bushv | Bus321 | Network Model.IntPrjfolder\Network Data.IntPrjfolder\Main Grid.ElmNet\Bus321.ElmTerm | 20 | Network Model.IntPrjfolder\Network Data.IntPrjfolder\Main Grid.ElmNet\Bus321.ElmTerm\Cub_3.StaCubic | abc |  |  |  | 1 | 0
0088 | ElmTr2 | Network Model.IntPrjfolder\Network Data.IntPrjfolder\Main Grid.ElmNet\0088.ElmTr2 | 1 | buslv | Bus158 | Network Model.IntPrjfolder\Network Data.IntPrjfolder\Main Grid.ElmNet\Bus158.ElmTerm | 0.4 | Network Model.IntPrjfolder\Network Data.IntPrjfolder\Main Grid.ElmNet\Bus158.ElmTerm\Cub_1.StaCubic | abc |  |  |  | 1 | 0
0089 | ElmTr2 | Network Model.IntPrjfolder\Network Data.IntPrjfolder\Main Grid.ElmNet\0089.ElmTr2 | 0 | bushv | Bus324 | Network Model.IntPrjfolder\Network Data.IntPrjfolder\Main Grid.ElmNet\Bus324.ElmTerm | 20 | Network Model.IntPrjfolder\Network Data.IntPrjfolder\Main Grid.ElmNet\Bus324.ElmTerm\Cub_3.StaCubic | abc |  |  |  | 1 | 0
0089 | ElmTr2 | Network Model.IntPrjfolder\Network Data.IntPrjfolder\Main Grid.ElmNet\0089.ElmTr2 | 1 | buslv | Bus323 | Network Model.IntPrjfolder\Network Data.IntPrjfolder\Main Grid.ElmNet\Bus323.ElmTerm | 0.4 | Network Model.IntPrjfolder\Network Data.IntPrjfolder\Main Grid.ElmNet\Bus323.ElmTerm\Cub_1.StaCubic | abc |  |  |  | 1 | 0
0090 | ElmTr2 | Network Model.IntPrjfolder\Network Data.IntPrjfolder\Main Grid.ElmNet\0090.ElmTr2 | 0 | bushv | Bus328 | Network Model.IntPrjfolder\Network Data.IntPrjfolder\Main Grid.ElmNet\Bus328.ElmTerm | 20 | Network Model.IntPrjfolder\Network Data.IntPrjfolder\Main Grid.ElmNet\Bus328.ElmTerm\Cub_2.StaCubic | abc |  |  |  | 1 | 0
0090 | ElmTr2 | Network Model.IntPrjfolder\Network Data.IntPrjfolder\Main Grid.ElmNet\0090.ElmTr2 | 1 | buslv | Bus327 | Network Model.IntPrjfolder\Network Data.IntPrjfolder\Main Grid.ElmNet\Bus327.ElmTerm | 0.4 | Network Model.IntPrjfolder\Network Data.IntPrjfolder\Main Grid.ElmNet\Bus327.ElmTerm\Cub_1.StaCubic | abc |  |  |  | 1 | 0
0006 | ElmTr2 | Network Model.IntPrjfolder\Network Data.IntPrjfolder\Main Grid.ElmNet\0006.ElmTr2 | 0 | bushv | Bus161 | Network Model.IntPrjfolder\Network Data.IntPrjfolder\Main Grid.ElmNet\Bus161.ElmTerm | 20 | Network Model.IntPrjfolder\Network Data.IntPrjfolder\Main Grid.ElmNet\Bus161.ElmTerm\Cub_2.StaCubic | abc | Switch | cbk | 1 | 1 | 0
0006 | ElmTr2 | Network Model.IntPrjfolder\Network Data.IntPrjfolder\Main Grid.ElmNet\0006.ElmTr2 | 1 | buslv | Bus160 | Network Model.IntPrjfolder\Network Data.IntPrjfolder\Main Grid.ElmNet\Bus160.ElmTerm | 0.4 | Network Model.IntPrjfolder\Network Data.IntPrjfolder\Main Grid.ElmNet\Bus160.ElmTerm\Cub_1.StaCubic | abc |  |  |  | 1 | 0
0008 | ElmTr2 | Network Model.IntPrjfolder\Network Data.IntPrjfolder\Main Grid.ElmNet\0008.ElmTr2 | 0 | bushv | Bus169 | Network Model.IntPrjfolder\Network Data.IntPrjfolder\Main Grid.ElmNet\Bus169.ElmTerm | 20 | Network Model.IntPrjfolder\Network Data.IntPrjfolder\Main Grid.ElmNet\Bus169.ElmTerm\Cub_2.StaCubic | abc |  |  |  | 1 | 0
0008 | ElmTr2 | Network Model.IntPrjfolder\Network Data.IntPrjfolder\Main Grid.ElmNet\0008.ElmTr2 | 1 | buslv | Bus168 | Network Model.IntPrjfolder\Network Data.IntPrjfolder\Main Grid.ElmNet\Bus168.ElmTerm | 0.4 | Network Model.IntPrjfolder\Network Data.IntPrjfolder\Main Grid.ElmNet\Bus168.ElmTerm\Cub_1.StaCubic | abc |  |  |  | 1 | 0
0085 | ElmTr2 | Network Model.IntPrjfolder\Network Data.IntPrjfolder\Main Grid.ElmNet\0085.ElmTr2 | 0 | bushv | Bus167 | Network Model.IntPrjfolder\Network Data.IntPrjfolder\Main Grid.ElmNet\Bus167.ElmTerm | 20 | Network Model.IntPrjfolder\Network Data.IntPrjfolder\Main Grid.ElmNet\Bus167.ElmTerm\Cub_2.StaCubic | abc | Switch | cbk | 1 | 1 | 0
0085 | ElmTr2 | Network Model.IntPrjfolder\Network Data.IntPrjfolder\Main Grid.ElmNet\0085.ElmTr2 | 1 | buslv | Bus166 | Network Model.IntPrjfolder\Network Data.IntPrjfolder\Main Grid.ElmNet\Bus166.ElmTerm | 0.4 | Network Model.IntPrjfolder\Network Data.IntPrjfolder\Main Grid.ElmNet\Bus166.ElmTerm\Cub_1.StaCubic | abc |  |  |  | 1 | 0
0007 | ElmTr2 | Network Model.IntPrjfolder\Network Data.IntPrjfolder\Main Grid.ElmNet\0007.ElmTr2 | 0 | bushv | Bus165 | Network Model.IntPrjfolder\Network Data.IntPrjfolder\Main Grid.ElmNet\Bus165.ElmTerm | 20 | Network Model.IntPrjfolder\Network Data.IntPrjfolder\Main Grid.ElmNet\Bus165.ElmTerm\Cub_1.StaCubic | abc | Switch | cbk | 1 | 1 | 0
0007 | ElmTr2 | Network Model.IntPrjfolder\Network Data.IntPrjfolder\Main Grid.ElmNet\0007.ElmTr2 | 1 | buslv | Bus164 | Network Model.IntPrjfolder\Network Data.IntPrjfolder\Main Grid.ElmNet\Bus164.ElmTerm | 0.4 | Network Model.IntPrjfolder\Network Data.IntPrjfolder\Main Grid.ElmNet\Bus164.ElmTerm\Cub_1.StaCubic | abc |  |  |  | 1 | 0
0010 | ElmTr2 | Network Model.IntPrjfolder\Network Data.IntPrjfolder\Main Grid.ElmNet\0010.ElmTr2 | 0 | bushv | Terminal(32) | Network Model.IntPrjfolder\Network Data.IntPrjfolder\Main Grid.ElmNet\Terminal(32).ElmTerm | 20 | Network Model.IntPrjfolder\Network Data.IntPrjfolder\Main Grid.ElmNet\Terminal(32).ElmTerm\Cub_2.StaCubic | abc |  |  |  | 1 | 0
0010 | ElmTr2 | Network Model.IntPrjfolder\Network Data.IntPrjfolder\Main Grid.ElmNet\0010.ElmTr2 | 1 | buslv | Bus333 | Network Model.IntPrjfolder\Network Data.IntPrjfolder\Main Grid.ElmNet\Bus333.ElmTerm | 0.4 | Network Model.IntPrjfolder\Network Data.IntPrjfolder\Main Grid.ElmNet\Bus333.ElmTerm\Cub_1.StaCubic | abc |  |  |  | 1 | 0
0009 | ElmTr2 | Network Model.IntPrjfolder\Network Data.IntPrjfolder\Main Grid.ElmNet\0009.ElmTr2 | 0 | bushv | Terminal(31) | Network Model.IntPrjfolder\Network Data.IntPrjfolder\Main Grid.ElmNet\Terminal(31).ElmTerm | 20 | Network Model.IntPrjfolder\Network Data.IntPrjfolder\Main Grid.ElmNet\Terminal(31).ElmTerm\Cub_3.StaCubic | abc |  |  |  | 1 | 0
0009 | ElmTr2 | Network Model.IntPrjfolder\Network Data.IntPrjfolder\Main Grid.ElmNet\0009.ElmTr2 | 1 | buslv | Bus162 | Network Model.IntPrjfolder\Network Data.IntPrjfolder\Main Grid.ElmNet\Bus162.ElmTerm | 0.4 | Network Model.IntPrjfolder\Network Data.IntPrjfolder\Main Grid.ElmNet\Bus162.ElmTerm\Cub_1.StaCubic | abc |  |  |  | 1 | 0
0011 | ElmTr2 | Network Model.IntPrjfolder\Network Data.IntPrjfolder\Main Grid.ElmNet\0011.ElmTr2 | 0 | bushv | Bus171 | Network Model.IntPrjfolder\Network Data.IntPrjfolder\Main Grid.ElmNet\Bus171.ElmTerm | 20 | Network Model.IntPrjfolder\Network Data.IntPrjfolder\Main Grid.ElmNet\Bus171.ElmTerm\Cub_2.StaCubic | abc | Switch | cbk | 1 | 1 | 0
0011 | ElmTr2 | Network Model.IntPrjfolder\Network Data.IntPrjfolder\Main Grid.ElmNet\0011.ElmTr2 | 1 | buslv | Bus170 | Network Model.IntPrjfolder\Network Data.IntPrjfolder\Main Grid.ElmNet\Bus170.ElmTerm | 0.4 | Network Model.IntPrjfolder\Network Data.IntPrjfolder\Main Grid.ElmNet\Bus170.ElmTerm\Cub_1.StaCubic | abc |  |  |  | 1 | 0
0012 | ElmTr2 | Network Model.IntPrjfolder\Network Data.IntPrjfolder\Main Grid.ElmNet\0012.ElmTr2 | 0 | bushv | Bus173 | Network Model.IntPrjfolder\Network Data.IntPrjfolder\Main Grid.ElmNet\Bus173.ElmTerm | 20 | Network Model.IntPrjfolder\Network Data.IntPrjfolder\Main Grid.ElmNet\Bus173.ElmTerm\Cub_2.StaCubic | abc | Switch | cbk | 1 | 1 | 0
0012 | ElmTr2 | Network Model.IntPrjfolder\Network Data.IntPrjfolder\Main Grid.ElmNet\0012.ElmTr2 | 1 | buslv | Terminal(34) | Network Model.IntPrjfolder\Network Data.IntPrjfolder\Main Grid.ElmNet\Terminal(34).ElmTerm | 0.4 | Network Model.IntPrjfolder\Network Data.IntPrjfolder\Main Grid.ElmNet\Terminal(34).ElmTerm\Cub_1.StaCubic | abc |  |  |  | 1 | 0
0013 | ElmTr2 | Network Model.IntPrjfolder\Network Data.IntPrjfolder\Main Grid.ElmNet\0013.ElmTr2 | 0 | bushv | Bus175 | Network Model.IntPrjfolder\Network Data.IntPrjfolder\Main Grid.ElmNet\Bus175.ElmTerm | 20 | Network Model.IntPrjfolder\Network Data.IntPrjfolder\Main Grid.ElmNet\Bus175.ElmTerm\Cub_2.StaCubic | abc | Switch | cbk | 1 | 1 | 0
0013 | ElmTr2 | Network Model.IntPrjfolder\Network Data.IntPrjfolder\Main Grid.ElmNet\0013.ElmTr2 | 1 | buslv | Bus174 | Network Model.IntPrjfolder\Network Data.IntPrjfolder\Main Grid.ElmNet\Bus174.ElmTerm | 0.4 | Network Model.IntPrjfolder\Network Data.IntPrjfolder\Main Grid.ElmNet\Bus174.ElmTerm\Cub_1.StaCubic | abc |  |  |  | 1 | 0
0102 | ElmTr2 | Network Model.IntPrjfolder\Network Data.IntPrjfolder\Main Grid.ElmNet\0102.ElmTr2 | 0 | bushv | Bus335 | Network Model.IntPrjfolder\Network Data.IntPrjfolder\Main Grid.ElmNet\Bus335.ElmTerm | 20 | Network Model.IntPrjfolder\Network Data.IntPrjfolder\Main Grid.ElmNet\Bus335.ElmTerm\Cub_2.StaCubic | abc |  |  |  | 1 | 0
0102 | ElmTr2 | Network Model.IntPrjfolder\Network Data.IntPrjfolder\Main Grid.ElmNet\0102.ElmTr2 | 1 | buslv | Bus176 | Network Model.IntPrjfolder\Network Data.IntPrjfolder\Main Grid.ElmNet\Bus176.ElmTerm | 0.4 | Network Model.IntPrjfolder\Network Data.IntPrjfolder\Main Grid.ElmNet\Bus176.ElmTerm\Cub_1.StaCubic | abc |  |  |  | 1 | 0
0070 | ElmTr2 | Network Model.IntPrjfolder\Network Data.IntPrjfolder\Main Grid.ElmNet\0070.ElmTr2 | 0 | bushv | Bus179 | Network Model.IntPrjfolder\Network Data.IntPrjfolder\Main Grid.ElmNet\Bus179.ElmTerm | 20 | Network Model.IntPrjfolder\Network Data.IntPrjfolder\Main Grid.ElmNet\Bus179.ElmTerm\Cub_2.StaCubic | abc | Switch | cbk | 1 | 1 | 0
0070 | ElmTr2 | Network Model.IntPrjfolder\Network Data.IntPrjfolder\Main Grid.ElmNet\0070.ElmTr2 | 1 | buslv | Bus178 | Network Model.IntPrjfolder\Network Data.IntPrjfolder\Main Grid.ElmNet\Bus178.ElmTerm | 0.4 | Network Model.IntPrjfolder\Network Data.IntPrjfolder\Main Grid.ElmNet\Bus178.ElmTerm\Cub_1.StaCubic | abc |  |  |  | 1 | 0
0071 | ElmTr2 | Network Model.IntPrjfolder\Network Data.IntPrjfolder\Main Grid.ElmNet\0071.ElmTr2 | 0 | bushv | Bus181 | Network Model.IntPrjfolder\Network Data.IntPrjfolder\Main Grid.ElmNet\Bus181.ElmTerm | 20 | Network Model.IntPrjfolder\Network Data.IntPrjfolder\Main Grid.ElmNet\Bus181.ElmTerm\Cub_2.StaCubic | abc | Switch | cbk | 1 | 1 | 0
0071 | ElmTr2 | Network Model.IntPrjfolder\Network Data.IntPrjfolder\Main Grid.ElmNet\0071.ElmTr2 | 1 | buslv | Bus180 | Network Model.IntPrjfolder\Network Data.IntPrjfolder\Main Grid.ElmNet\Bus180.ElmTerm | 0.4 | Network Model.IntPrjfolder\Network Data.IntPrjfolder\Main Grid.ElmNet\Bus180.ElmTerm\Cub_1.StaCubic | abc |  |  |  | 1 | 0
0072 | ElmTr2 | Network Model.IntPrjfolder\Network Data.IntPrjfolder\Main Grid.ElmNet\0072.ElmTr2 | 0 | bushv | Bus183 | Network Model.IntPrjfolder\Network Data.IntPrjfolder\Main Grid.ElmNet\Bus183.ElmTerm | 20 | Network Model.IntPrjfolder\Network Data.IntPrjfolder\Main Grid.ElmNet\Bus183.ElmTerm\Cub_2.StaCubic | abc | Switch | cbk | 1 | 1 | 0
0072 | ElmTr2 | Network Model.IntPrjfolder\Network Data.IntPrjfolder\Main Grid.ElmNet\0072.ElmTr2 | 1 | buslv | Bus182 | Network Model.IntPrjfolder\Network Data.IntPrjfolder\Main Grid.ElmNet\Bus182.ElmTerm | 0.4 | Network Model.IntPrjfolder\Network Data.IntPrjfolder\Main Grid.ElmNet\Bus182.ElmTerm\Cub_1.StaCubic | abc |  |  |  | 1 | 0
0068 | ElmTr2 | Network Model.IntPrjfolder\Network Data.IntPrjfolder\Main Grid.ElmNet\0068.ElmTr2 | 0 | bushv | Bus132 | Network Model.IntPrjfolder\Network Data.IntPrjfolder\Main Grid.ElmNet\Bus132.ElmTerm | 20 | Network Model.IntPrjfolder\Network Data.IntPrjfolder\Main Grid.ElmNet\Bus132.ElmTerm\Cub_3.StaCubic | abc | Switch | cbk | 1 | 1 | 0
0068 | ElmTr2 | Network Model.IntPrjfolder\Network Data.IntPrjfolder\Main Grid.ElmNet\0068.ElmTr2 | 1 | buslv | Bus131 | Network Model.IntPrjfolder\Network Data.IntPrjfolder\Main Grid.ElmNet\Bus131.ElmTerm | 0.4 | Network Model.IntPrjfolder\Network Data.IntPrjfolder\Main Grid.ElmNet\Bus131.ElmTerm\Cub_1.StaCubic | abc |  |  |  | 1 | 0
0069 | ElmTr2 | Network Model.IntPrjfolder\Network Data.IntPrjfolder\Main Grid.ElmNet\0069.ElmTr2 | 0 | bushv | Bus338 | Network Model.IntPrjfolder\Network Data.IntPrjfolder\Main Grid.ElmNet\Bus338.ElmTerm | 20 | Network Model.IntPrjfolder\Network Data.IntPrjfolder\Main Grid.ElmNet\Bus338.ElmTerm\Cub_2.StaCubic | abc |  |  |  | 1 | 0
0069 | ElmTr2 | Network Model.IntPrjfolder\Network Data.IntPrjfolder\Main Grid.ElmNet\0069.ElmTr2 | 1 | buslv | Bus133 | Network Model.IntPrjfolder\Network Data.IntPrjfolder\Main Grid.ElmNet\Bus133.ElmTerm | 0.4 | Network Model.IntPrjfolder\Network Data.IntPrjfolder\Main Grid.ElmNet\Bus133.ElmTerm\Cub_1.StaCubic | abc |  |  |  | 1 | 0
0067 | ElmTr2 | Network Model.IntPrjfolder\Network Data.IntPrjfolder\Main Grid.ElmNet\0067.ElmTr2 | 0 | bushv | Bus136 | Network Model.IntPrjfolder\Network Data.IntPrjfolder\Main Grid.ElmNet\Bus136.ElmTerm | 20 | Network Model.IntPrjfolder\Network Data.IntPrjfolder\Main Grid.ElmNet\Bus136.ElmTerm\Cub_2.StaCubic | abc | Switch | cbk | 1 | 1 | 0
0067 | ElmTr2 | Network Model.IntPrjfolder\Network Data.IntPrjfolder\Main Grid.ElmNet\0067.ElmTr2 | 1 | buslv | Bus135 | Network Model.IntPrjfolder\Network Data.IntPrjfolder\Main Grid.ElmNet\Bus135.ElmTerm | 0.4 | Network Model.IntPrjfolder\Network Data.IntPrjfolder\Main Grid.ElmNet\Bus135.ElmTerm\Cub_1.StaCubic | abc | Switch | cbk | 1 | 1 | 0
0084 | ElmTr2 | Network Model.IntPrjfolder\Network Data.IntPrjfolder\Main Grid.ElmNet\0084.ElmTr2 | 0 | bushv | Bus139 | Network Model.IntPrjfolder\Network Data.IntPrjfolder\Main Grid.ElmNet\Bus139.ElmTerm | 20 | Network Model.IntPrjfolder\Network Data.IntPrjfolder\Main Grid.ElmNet\Bus139.ElmTerm\Cub_2.StaCubic | abc | Switch | cbk | 1 | 1 | 0
0084 | ElmTr2 | Network Model.IntPrjfolder\Network Data.IntPrjfolder\Main Grid.ElmNet\0084.ElmTr2 | 1 | buslv | Bus138 | Network Model.IntPrjfolder\Network Data.IntPrjfolder\Main Grid.ElmNet\Bus138.ElmTerm | 0.4 | Network Model.IntPrjfolder\Network Data.IntPrjfolder\Main Grid.ElmNet\Bus138.ElmTerm\Cub_1.StaCubic | abc | Switch | cbk | 1 | 1 | 0
0066 | ElmTr2 | Network Model.IntPrjfolder\Network Data.IntPrjfolder\Main Grid.ElmNet\0066.ElmTr2 | 0 | bushv | Bus141 | Network Model.IntPrjfolder\Network Data.IntPrjfolder\Main Grid.ElmNet\Bus141.ElmTerm | 20 | Network Model.IntPrjfolder\Network Data.IntPrjfolder\Main Grid.ElmNet\Bus141.ElmTerm\Cub_2.StaCubic | abc | Switch | cbk | 1 | 1 | 0
0066 | ElmTr2 | Network Model.IntPrjfolder\Network Data.IntPrjfolder\Main Grid.ElmNet\0066.ElmTr2 | 1 | buslv | Bus140 | Network Model.IntPrjfolder\Network Data.IntPrjfolder\Main Grid.ElmNet\Bus140.ElmTerm | 0.4 | Network Model.IntPrjfolder\Network Data.IntPrjfolder\Main Grid.ElmNet\Bus140.ElmTerm\Cub_1.StaCubic | abc | Switch | cbk | 1 | 1 | 0
0065 | ElmTr2 | Network Model.IntPrjfolder\Network Data.IntPrjfolder\Main Grid.ElmNet\0065.ElmTr2 | 0 | bushv | Bus143 | Network Model.IntPrjfolder\Network Data.IntPrjfolder\Main Grid.ElmNet\Bus143.ElmTerm | 20 | Network Model.IntPrjfolder\Network Data.IntPrjfolder\Main Grid.ElmNet\Bus143.ElmTerm\Cub_2.StaCubic | abc | Switch | cbk | 1 | 1 | 0
0065 | ElmTr2 | Network Model.IntPrjfolder\Network Data.IntPrjfolder\Main Grid.ElmNet\0065.ElmTr2 | 1 | buslv | Bus142 | Network Model.IntPrjfolder\Network Data.IntPrjfolder\Main Grid.ElmNet\Bus142.ElmTerm | 0.4 | Network Model.IntPrjfolder\Network Data.IntPrjfolder\Main Grid.ElmNet\Bus142.ElmTerm\Cub_1.StaCubic | abc | Switch | cbk | 1 | 1 | 0
0064 | ElmTr2 | Network Model.IntPrjfolder\Network Data.IntPrjfolder\Main Grid.ElmNet\0064.ElmTr2 | 0 | bushv | Bus145 | Network Model.IntPrjfolder\Network Data.IntPrjfolder\Main Grid.ElmNet\Bus145.ElmTerm | 20 | Network Model.IntPrjfolder\Network Data.IntPrjfolder\Main Grid.ElmNet\Bus145.ElmTerm\Cub_2.StaCubic | abc | Switch | cbk | 1 | 1 | 0
0064 | ElmTr2 | Network Model.IntPrjfolder\Network Data.IntPrjfolder\Main Grid.ElmNet\0064.ElmTr2 | 1 | buslv | Bus144 | Network Model.IntPrjfolder\Network Data.IntPrjfolder\Main Grid.ElmNet\Bus144.ElmTerm | 0.4 | Network Model.IntPrjfolder\Network Data.IntPrjfolder\Main Grid.ElmNet\Bus144.ElmTerm\Cub_1.StaCubic | abc |  |  |  | 1 | 0
0063 | ElmTr2 | Network Model.IntPrjfolder\Network Data.IntPrjfolder\Main Grid.ElmNet\0063.ElmTr2 | 0 | bushv | Bus147 | Network Model.IntPrjfolder\Network Data.IntPrjfolder\Main Grid.ElmNet\Bus147.ElmTerm | 20 | Network Model.IntPrjfolder\Network Data.IntPrjfolder\Main Grid.ElmNet\Bus147.ElmTerm\Cub_2.StaCubic | abc | Switch | cbk | 1 | 1 | 0
0063 | ElmTr2 | Network Model.IntPrjfolder\Network Data.IntPrjfolder\Main Grid.ElmNet\0063.ElmTr2 | 1 | buslv | Bus146 | Network Model.IntPrjfolder\Network Data.IntPrjfolder\Main Grid.ElmNet\Bus146.ElmTerm | 0.4 | Network Model.IntPrjfolder\Network Data.IntPrjfolder\Main Grid.ElmNet\Bus146.ElmTerm\Cub_1.StaCubic | abc |  |  |  | 1 | 0
0100 | ElmTr2 | Network Model.IntPrjfolder\Network Data.IntPrjfolder\Main Grid.ElmNet\0100.ElmTr2 | 0 | bushv | Bus365 | Network Model.IntPrjfolder\Network Data.IntPrjfolder\Main Grid.ElmNet\Bus365.ElmTerm | 20 | Network Model.IntPrjfolder\Network Data.IntPrjfolder\Main Grid.ElmNet\Bus365.ElmTerm\Cub_2.StaCubic | abc | Switch | cbk | 1 | 1 | 0
0100 | ElmTr2 | Network Model.IntPrjfolder\Network Data.IntPrjfolder\Main Grid.ElmNet\0100.ElmTr2 | 1 | buslv | Bus363 | Network Model.IntPrjfolder\Network Data.IntPrjfolder\Main Grid.ElmNet\Bus363.ElmTerm | 0.4 | Network Model.IntPrjfolder\Network Data.IntPrjfolder\Main Grid.ElmNet\Bus363.ElmTerm\Cub_1.StaCubic | abc |  |  |  | 1 | 0
0078 | ElmTr2 | Network Model.IntPrjfolder\Network Data.IntPrjfolder\Main Grid.ElmNet\0078.ElmTr2 | 0 | bushv | Bus369 | Network Model.IntPrjfolder\Network Data.IntPrjfolder\Main Grid.ElmNet\Bus369.ElmTerm | 20 | Network Model.IntPrjfolder\Network Data.IntPrjfolder\Main Grid.ElmNet\Bus369.ElmTerm\Cub_2.StaCubic | abc |  |  |  | 1 | 0
0078 | ElmTr2 | Network Model.IntPrjfolder\Network Data.IntPrjfolder\Main Grid.ElmNet\0078.ElmTr2 | 1 | buslv | Bus368 | Network Model.IntPrjfolder\Network Data.IntPrjfolder\Main Grid.ElmNet\Bus368.ElmTerm | 0.4 | Network Model.IntPrjfolder\Network Data.IntPrjfolder\Main Grid.ElmNet\Bus368.ElmTerm\Cub_1.StaCubic | abc |  |  |  | 1 | 0
0080 | ElmTr2 | Network Model.IntPrjfolder\Network Data.IntPrjfolder\Main Grid.ElmNet\0080.ElmTr2 | 0 | bushv | Bus370 | Network Model.IntPrjfolder\Network Data.IntPrjfolder\Main Grid.ElmNet\Bus370.ElmTerm | 20 | Network Model.IntPrjfolder\Network Data.IntPrjfolder\Main Grid.ElmNet\Bus370.ElmTerm\Cub_3.StaCubic | abc | Switch | cbk | 1 | 1 | 0
0080 | ElmTr2 | Network Model.IntPrjfolder\Network Data.IntPrjfolder\Main Grid.ElmNet\0080.ElmTr2 | 1 | buslv | Bus366 | Network Model.IntPrjfolder\Network Data.IntPrjfolder\Main Grid.ElmNet\Bus366.ElmTerm | 0.4 | Network Model.IntPrjfolder\Network Data.IntPrjfolder\Main Grid.ElmNet\Bus366.ElmTerm\Cub_1.StaCubic | abc |  |  |  | 1 | 0
0062 | ElmTr2 | Network Model.IntPrjfolder\Network Data.IntPrjfolder\Main Grid.ElmNet\0062.ElmTr2 | 0 | bushv | Bus343 | Network Model.IntPrjfolder\Network Data.IntPrjfolder\Main Grid.ElmNet\Bus343.ElmTerm | 20 | Network Model.IntPrjfolder\Network Data.IntPrjfolder\Main Grid.ElmNet\Bus343.ElmTerm\Cub_2.StaCubic | abc | Switch | cbk | 1 | 1 | 0
0062 | ElmTr2 | Network Model.IntPrjfolder\Network Data.IntPrjfolder\Main Grid.ElmNet\0062.ElmTr2 | 1 | buslv | Bus342 | Network Model.IntPrjfolder\Network Data.IntPrjfolder\Main Grid.ElmNet\Bus342.ElmTerm | 0.4 | Network Model.IntPrjfolder\Network Data.IntPrjfolder\Main Grid.ElmNet\Bus342.ElmTerm\Cub_1.StaCubic | abc |  |  |  | 1 | 0
0073 | ElmTr2 | Network Model.IntPrjfolder\Network Data.IntPrjfolder\Main Grid.ElmNet\0073.ElmTr2 | 0 | bushv | Terminal(40) | Network Model.IntPrjfolder\Network Data.IntPrjfolder\Main Grid.ElmNet\Terminal(40).ElmTerm | 20 | Network Model.IntPrjfolder\Network Data.IntPrjfolder\Main Grid.ElmNet\Terminal(40).ElmTerm\Cub_2.StaCubic | abc |  |  |  | 1 | 0
0073 | ElmTr2 | Network Model.IntPrjfolder\Network Data.IntPrjfolder\Main Grid.ElmNet\0073.ElmTr2 | 1 | buslv | Bus347 | Network Model.IntPrjfolder\Network Data.IntPrjfolder\Main Grid.ElmNet\Bus347.ElmTerm | 0.4 | Network Model.IntPrjfolder\Network Data.IntPrjfolder\Main Grid.ElmNet\Bus347.ElmTerm\Cub_1.StaCubic | abc |  |  |  | 1 | 0
0101 | ElmTr2 | Network Model.IntPrjfolder\Network Data.IntPrjfolder\Main Grid.ElmNet\0101.ElmTr2 | 0 | bushv | Terminal(41) | Network Model.IntPrjfolder\Network Data.IntPrjfolder\Main Grid.ElmNet\Terminal(41).ElmTerm | 20 | Network Model.IntPrjfolder\Network Data.IntPrjfolder\Main Grid.ElmNet\Terminal(41).ElmTerm\Cub_2.StaCubic | abc |  |  |  | 1 | 0
0101 | ElmTr2 | Network Model.IntPrjfolder\Network Data.IntPrjfolder\Main Grid.ElmNet\0101.ElmTr2 | 1 | buslv | Bus353 | Network Model.IntPrjfolder\Network Data.IntPrjfolder\Main Grid.ElmNet\Bus353.ElmTerm | 0.4 | Network Model.IntPrjfolder\Network Data.IntPrjfolder\Main Grid.ElmNet\Bus353.ElmTerm\Cub_1.StaCubic | abc |  |  |  | 1 | 0
T14 | ElmTr2 | Network Model.IntPrjfolder\Network Data.IntPrjfolder\Main Grid.ElmNet\T14.ElmTr2 | 0 | bushv | Bus23 | Network Model.IntPrjfolder\Network Data.IntPrjfolder\Main Grid.ElmNet\Bus23.ElmTerm | 20 | Network Model.IntPrjfolder\Network Data.IntPrjfolder\Main Grid.ElmNet\Bus23.ElmTerm\Cub_7.StaCubic | abc | Switch | cbk | 1 | 1 | 0
T14 | ElmTr2 | Network Model.IntPrjfolder\Network Data.IntPrjfolder\Main Grid.ElmNet\T14.ElmTr2 | 1 | buslv | Bus20 | Network Model.IntPrjfolder\Network Data.IntPrjfolder\Main Grid.ElmNet\Bus20.ElmTerm | 0.4 | Network Model.IntPrjfolder\Network Data.IntPrjfolder\Main Grid.ElmNet\Bus20.ElmTerm\Cub_2.StaCubic | abc |  |  |  | 1 | 0
T15 | ElmTr2 | Network Model.IntPrjfolder\Network Data.IntPrjfolder\Main Grid.ElmNet\T15.ElmTr2 | 0 | bushv | Bus23 | Network Model.IntPrjfolder\Network Data.IntPrjfolder\Main Grid.ElmNet\Bus23.ElmTerm | 20 | Network Model.IntPrjfolder\Network Data.IntPrjfolder\Main Grid.ElmNet\Bus23.ElmTerm\Cub_8.StaCubic | abc | Switch | cbk | 1 | 1 | 0
T15 | ElmTr2 | Network Model.IntPrjfolder\Network Data.IntPrjfolder\Main Grid.ElmNet\T15.ElmTr2 | 1 | buslv | Bus21 | Network Model.IntPrjfolder\Network Data.IntPrjfolder\Main Grid.ElmNet\Bus21.ElmTerm | 0.4 | Network Model.IntPrjfolder\Network Data.IntPrjfolder\Main Grid.ElmNet\Bus21.ElmTerm\Cub_2.StaCubic | abc |  |  |  | 1 | 0
T16 | ElmTr2 | Network Model.IntPrjfolder\Network Data.IntPrjfolder\Main Grid.ElmNet\T16.ElmTr2 | 0 | bushv | Bus23 | Network Model.IntPrjfolder\Network Data.IntPrjfolder\Main Grid.ElmNet\Bus23.ElmTerm | 20 | Network Model.IntPrjfolder\Network Data.IntPrjfolder\Main Grid.ElmNet\Bus23.ElmTerm\Cub_9.StaCubic | abc | Switch | cbk | 1 | 1 | 0
T16 | ElmTr2 | Network Model.IntPrjfolder\Network Data.IntPrjfolder\Main Grid.ElmNet\T16.ElmTr2 | 1 | buslv | Bus22 | Network Model.IntPrjfolder\Network Data.IntPrjfolder\Main Grid.ElmNet\Bus22.ElmTerm | 0.4 | Network Model.IntPrjfolder\Network Data.IntPrjfolder\Main Grid.ElmNet\Bus22.ElmTerm\Cub_2.StaCubic | abc |  |  |  | 1 | 0
Breaker/Switch | ElmCoup | Network Model.IntPrjfolder\Network Data.IntPrjfolder\Main Grid.ElmNet\Breaker/Switch.ElmCoup | 0 | bus1 | Bus4 | Network Model.IntPrjfolder\Network Data.IntPrjfolder\Main Grid.ElmNet\Bus4.ElmTerm | 0.4 | Network Model.IntPrjfolder\Network Data.IntPrjfolder\Main Grid.ElmNet\Bus4.ElmTerm\Cub_1.StaCubic | abc |  |  |  | 1 | 0
Breaker/Switch | ElmCoup | Network Model.IntPrjfolder\Network Data.IntPrjfolder\Main Grid.ElmNet\Breaker/Switch.ElmCoup | 1 | bus2 | Terminal(3) | Network Model.IntPrjfolder\Network Data.IntPrjfolder\Main Grid.ElmNet\Terminal(3).ElmTerm | 0.4 | Network Model.IntPrjfolder\Network Data.IntPrjfolder\Main Grid.ElmNet\Terminal(3).ElmTerm\Cub_1.StaCubic | abc |  |  |  | 1 | 0
Breaker/Switch(1) | ElmCoup | Network Model.IntPrjfolder\Network Data.IntPrjfolder\Main Grid.ElmNet\Breaker/Switch(1).ElmCoup | 0 | bus1 | Bus5 | Network Model.IntPrjfolder\Network Data.IntPrjfolder\Main Grid.ElmNet\Bus5.ElmTerm | 0.4 | Network Model.IntPrjfolder\Network Data.IntPrjfolder\Main Grid.ElmNet\Bus5.ElmTerm\Cub_1.StaCubic | abc |  |  |  | 1 | 0
Breaker/Switch(1) | ElmCoup | Network Model.IntPrjfolder\Network Data.IntPrjfolder\Main Grid.ElmNet\Breaker/Switch(1).ElmCoup | 1 | bus2 | Terminal(3) | Network Model.IntPrjfolder\Network Data.IntPrjfolder\Main Grid.ElmNet\Terminal(3).ElmTerm | 0.4 | Network Model.IntPrjfolder\Network Data.IntPrjfolder\Main Grid.ElmNet\Terminal(3).ElmTerm\Cub_2.StaCubic | abc |  |  |  | 1 | 0
Breaker/Switch(2) | ElmCoup | Network Model.IntPrjfolder\Network Data.IntPrjfolder\Main Grid.ElmNet\Breaker/Switch(2).ElmCoup | 0 | bus1 | Bus2 | Network Model.IntPrjfolder\Network Data.IntPrjfolder\Main Grid.ElmNet\Bus2.ElmTerm | 20 | Network Model.IntPrjfolder\Network Data.IntPrjfolder\Main Grid.ElmNet\Bus2.ElmTerm\Cub_3.StaCubic | abc |  |  |  | 1 | 0
Breaker/Switch(2) | ElmCoup | Network Model.IntPrjfolder\Network Data.IntPrjfolder\Main Grid.ElmNet\Breaker/Switch(2).ElmCoup | 1 | bus2 | Bus3 | Network Model.IntPrjfolder\Network Data.IntPrjfolder\Main Grid.ElmNet\Bus3.ElmTerm | 20 | Network Model.IntPrjfolder\Network Data.IntPrjfolder\Main Grid.ElmNet\Bus3.ElmTerm\Cub_3.StaCubic | abc |  |  |  | 1 | 0
Breaker/Switch(3) | ElmCoup | Network Model.IntPrjfolder\Network Data.IntPrjfolder\Main Grid.ElmNet\Breaker/Switch(3).ElmCoup | 0 | bus1 | Bus3 | Network Model.IntPrjfolder\Network Data.IntPrjfolder\Main Grid.ElmNet\Bus3.ElmTerm | 20 | Network Model.IntPrjfolder\Network Data.IntPrjfolder\Main Grid.ElmNet\Bus3.ElmTerm\Cub_4.StaCubic | abc |  |  |  | 1 | 0
Breaker/Switch(3) | ElmCoup | Network Model.IntPrjfolder\Network Data.IntPrjfolder\Main Grid.ElmNet\Breaker/Switch(3).ElmCoup | 1 | bus2 | Bus9 | Network Model.IntPrjfolder\Network Data.IntPrjfolder\Main Grid.ElmNet\Bus9.ElmTerm | 20 | Network Model.IntPrjfolder\Network Data.IntPrjfolder\Main Grid.ElmNet\Bus9.ElmTerm\Cub_5.StaCubic | abc |  |  |  | 1 | 0
Breaker/Switch(4) | ElmCoup | Network Model.IntPrjfolder\Network Data.IntPrjfolder\Main Grid.ElmNet\Breaker/Switch(4).ElmCoup | 0 | bus1 | Bus9 | Network Model.IntPrjfolder\Network Data.IntPrjfolder\Main Grid.ElmNet\Bus9.ElmTerm | 20 | Network Model.IntPrjfolder\Network Data.IntPrjfolder\Main Grid.ElmNet\Bus9.ElmTerm\Cub_6.StaCubic | abc |  |  |  | 1 | 0
Breaker/Switch(4) | ElmCoup | Network Model.IntPrjfolder\Network Data.IntPrjfolder\Main Grid.ElmNet\Breaker/Switch(4).ElmCoup | 1 | bus2 | Bus23 | Network Model.IntPrjfolder\Network Data.IntPrjfolder\Main Grid.ElmNet\Bus23.ElmTerm | 20 | Network Model.IntPrjfolder\Network Data.IntPrjfolder\Main Grid.ElmNet\Bus23.ElmTerm\Cub_4.StaCubic | abc |  |  |  | 1 | 0
CB KOTA | ElmCoup | Network Model.IntPrjfolder\Network Data.IntPrjfolder\Main Grid.ElmNet\CB KOTA.ElmCoup | 0 | bus1 | Bus2 | Network Model.IntPrjfolder\Network Data.IntPrjfolder\Main Grid.ElmNet\Bus2.ElmTerm | 20 | Network Model.IntPrjfolder\Network Data.IntPrjfolder\Main Grid.ElmNet\Bus2.ElmTerm\Cub_4.StaCubic | abc |  |  |  | 1 | 0
CB KOTA | ElmCoup | Network Model.IntPrjfolder\Network Data.IntPrjfolder\Main Grid.ElmNet\CB KOTA.ElmCoup | 1 | bus2 | Terminal(6) | Network Model.IntPrjfolder\Network Data.IntPrjfolder\Main Grid.ElmNet\Terminal(6).ElmTerm | 20 | Network Model.IntPrjfolder\Network Data.IntPrjfolder\Main Grid.ElmNet\Terminal(6).ElmTerm\Cub_1.StaCubic | abc |  |  |  | 1 | 0
LBSM PATEKEN | ElmCoup | Network Model.IntPrjfolder\Network Data.IntPrjfolder\Main Grid.ElmNet\LBSM PATEKEN.ElmCoup | 0 | bus1 | Terminal(7) | Network Model.IntPrjfolder\Network Data.IntPrjfolder\Main Grid.ElmNet\Terminal(7).ElmTerm | 20 | Network Model.IntPrjfolder\Network Data.IntPrjfolder\Main Grid.ElmNet\Terminal(7).ElmTerm\Cub_2.StaCubic | abc |  |  |  | 1 | 0
LBSM PATEKEN | ElmCoup | Network Model.IntPrjfolder\Network Data.IntPrjfolder\Main Grid.ElmNet\LBSM PATEKEN.ElmCoup | 1 | bus2 | Bus42 | Network Model.IntPrjfolder\Network Data.IntPrjfolder\Main Grid.ElmNet\Bus42.ElmTerm | 20 | Network Model.IntPrjfolder\Network Data.IntPrjfolder\Main Grid.ElmNet\Bus42.ElmTerm\Cub_1.StaCubic | abc |  |  |  | 1 | 0
CB TAMBAK | ElmCoup | Network Model.IntPrjfolder\Network Data.IntPrjfolder\Main Grid.ElmNet\CB TAMBAK.ElmCoup | 0 | bus1 | Terminal(10) | Network Model.IntPrjfolder\Network Data.IntPrjfolder\Main Grid.ElmNet\Terminal(10).ElmTerm | 20 | Network Model.IntPrjfolder\Network Data.IntPrjfolder\Main Grid.ElmNet\Terminal(10).ElmTerm\Cub_1.StaCubic | abc |  |  |  | 1 | 0
CB TAMBAK | ElmCoup | Network Model.IntPrjfolder\Network Data.IntPrjfolder\Main Grid.ElmNet\CB TAMBAK.ElmCoup | 1 | bus2 | Bus3 | Network Model.IntPrjfolder\Network Data.IntPrjfolder\Main Grid.ElmNet\Bus3.ElmTerm | 20 | Network Model.IntPrjfolder\Network Data.IntPrjfolder\Main Grid.ElmNet\Bus3.ElmTerm\Cub_5.StaCubic | abc |  |  |  | 1 | 0
LBSM DAUN | ElmCoup | Network Model.IntPrjfolder\Network Data.IntPrjfolder\Main Grid.ElmNet\LBSM DAUN.ElmCoup | 0 | bus1 | Bus239 | Network Model.IntPrjfolder\Network Data.IntPrjfolder\Main Grid.ElmNet\Bus239.ElmTerm | 20 | Network Model.IntPrjfolder\Network Data.IntPrjfolder\Main Grid.ElmNet\Bus239.ElmTerm\Cub_1.StaCubic | abc |  |  |  | 1 | 0
LBSM DAUN | ElmCoup | Network Model.IntPrjfolder\Network Data.IntPrjfolder\Main Grid.ElmNet\LBSM DAUN.ElmCoup | 1 | bus2 | Terminal(13) | Network Model.IntPrjfolder\Network Data.IntPrjfolder\Main Grid.ElmNet\Terminal(13).ElmTerm | 20 | Network Model.IntPrjfolder\Network Data.IntPrjfolder\Main Grid.ElmNet\Terminal(13).ElmTerm\Cub_2.StaCubic | abc |  |  |  | 1 | 0
LBS CARABAKA | ElmCoup | Network Model.IntPrjfolder\Network Data.IntPrjfolder\Main Grid.ElmNet\LBS CARABAKA.ElmCoup | 0 | bus1 | Bus263 | Network Model.IntPrjfolder\Network Data.IntPrjfolder\Main Grid.ElmNet\Bus263.ElmTerm | 20 | Network Model.IntPrjfolder\Network Data.IntPrjfolder\Main Grid.ElmNet\Bus263.ElmTerm\Cub_1.StaCubic | abc |  |  |  | 1 | 0
LBS CARABAKA | ElmCoup | Network Model.IntPrjfolder\Network Data.IntPrjfolder\Main Grid.ElmNet\LBS CARABAKA.ElmCoup | 1 | bus2 | Terminal(15) | Network Model.IntPrjfolder\Network Data.IntPrjfolder\Main Grid.ElmNet\Terminal(15).ElmTerm | 20 | Network Model.IntPrjfolder\Network Data.IntPrjfolder\Main Grid.ElmNet\Terminal(15).ElmTerm\Cub_2.StaCubic | abc |  |  |  | 1 | 0
LBS KEPUH TELUK MUR | ElmCoup | Network Model.IntPrjfolder\Network Data.IntPrjfolder\Main Grid.ElmNet\LBS KEPUH TELUK MUR.ElmCoup | 0 | bus1 | Bus108 | Network Model.IntPrjfolder\Network Data.IntPrjfolder\Main Grid.ElmNet\Bus108.ElmTerm | 20 | Network Model.IntPrjfolder\Network Data.IntPrjfolder\Main Grid.ElmNet\Bus108.ElmTerm\Cub_1.StaCubic | abc |  |  |  | 1 | 0
LBS KEPUH TELUK MUR | ElmCoup | Network Model.IntPrjfolder\Network Data.IntPrjfolder\Main Grid.ElmNet\LBS KEPUH TELUK MUR.ElmCoup | 1 | bus2 | Terminal(18) | Network Model.IntPrjfolder\Network Data.IntPrjfolder\Main Grid.ElmNet\Terminal(18).ElmTerm | 20 | Network Model.IntPrjfolder\Network Data.IntPrjfolder\Main Grid.ElmNet\Terminal(18).ElmTerm\Cub_2.StaCubic | abc |  |  |  | 1 | 0
LBS LABUHAN | ElmCoup | Network Model.IntPrjfolder\Network Data.IntPrjfolder\Main Grid.ElmNet\LBS LABUHAN.ElmCoup | 0 | bus1 | Terminal(19) | Network Model.IntPrjfolder\Network Data.IntPrjfolder\Main Grid.ElmNet\Terminal(19).ElmTerm | 20 | Network Model.IntPrjfolder\Network Data.IntPrjfolder\Main Grid.ElmNet\Terminal(19).ElmTerm\Cub_2.StaCubic | abc |  |  |  | 1 | 0
LBS LABUHAN | ElmCoup | Network Model.IntPrjfolder\Network Data.IntPrjfolder\Main Grid.ElmNet\LBS LABUHAN.ElmCoup | 1 | bus2 | Terminal(20) | Network Model.IntPrjfolder\Network Data.IntPrjfolder\Main Grid.ElmNet\Terminal(20).ElmTerm | 20 | Network Model.IntPrjfolder\Network Data.IntPrjfolder\Main Grid.ElmNet\Terminal(20).ElmTerm\Cub_1.StaCubic | abc |  |  |  | 1 | 0
CB SANGKAPURA | ElmCoup | Network Model.IntPrjfolder\Network Data.IntPrjfolder\Main Grid.ElmNet\CB SANGKAPURA.ElmCoup | 0 | bus1 | Terminal(26) | Network Model.IntPrjfolder\Network Data.IntPrjfolder\Main Grid.ElmNet\Terminal(26).ElmTerm | 20 | Network Model.IntPrjfolder\Network Data.IntPrjfolder\Main Grid.ElmNet\Terminal(26).ElmTerm\Cub_1.StaCubic | abc |  |  |  | 1 | 0
CB SANGKAPURA | ElmCoup | Network Model.IntPrjfolder\Network Data.IntPrjfolder\Main Grid.ElmNet\CB SANGKAPURA.ElmCoup | 1 | bus2 | Bus23 | Network Model.IntPrjfolder\Network Data.IntPrjfolder\Main Grid.ElmNet\Bus23.ElmTerm | 20 | Network Model.IntPrjfolder\Network Data.IntPrjfolder\Main Grid.ElmNet\Bus23.ElmTerm\Cub_5.StaCubic | abc |  |  |  | 1 | 0
LBSM LEBAK | ElmCoup | Network Model.IntPrjfolder\Network Data.IntPrjfolder\Main Grid.ElmNet\LBSM LEBAK.ElmCoup | 0 | bus1 | Bus315 | Network Model.IntPrjfolder\Network Data.IntPrjfolder\Main Grid.ElmNet\Bus315.ElmTerm | 20 | Network Model.IntPrjfolder\Network Data.IntPrjfolder\Main Grid.ElmNet\Bus315.ElmTerm\Cub_1.StaCubic | abc |  |  |  | 1 | 0
LBSM LEBAK | ElmCoup | Network Model.IntPrjfolder\Network Data.IntPrjfolder\Main Grid.ElmNet\LBSM LEBAK.ElmCoup | 1 | bus2 | Terminal(29) | Network Model.IntPrjfolder\Network Data.IntPrjfolder\Main Grid.ElmNet\Terminal(29).ElmTerm | 20 | Network Model.IntPrjfolder\Network Data.IntPrjfolder\Main Grid.ElmNet\Terminal(29).ElmTerm\Cub_2.StaCubic | abc |  |  |  | 1 | 0
REC SUWARI | ElmCoup | Network Model.IntPrjfolder\Network Data.IntPrjfolder\Main Grid.ElmNet\REC SUWARI.ElmCoup | 0 | bus1 | Terminal(33) | Network Model.IntPrjfolder\Network Data.IntPrjfolder\Main Grid.ElmNet\Terminal(33).ElmTerm | 20 | Network Model.IntPrjfolder\Network Data.IntPrjfolder\Main Grid.ElmNet\Terminal(33).ElmTerm\Cub_2.StaCubic | abc |  |  |  | 1 | 0
REC SUWARI | ElmCoup | Network Model.IntPrjfolder\Network Data.IntPrjfolder\Main Grid.ElmNet\REC SUWARI.ElmCoup | 1 | bus2 | Bus334 | Network Model.IntPrjfolder\Network Data.IntPrjfolder\Main Grid.ElmNet\Bus334.ElmTerm | 20 | Network Model.IntPrjfolder\Network Data.IntPrjfolder\Main Grid.ElmNet\Bus334.ElmTerm\Cub_1.StaCubic | abc |  |  |  | 1 | 0
LBSM BANGSAL | ElmCoup | Network Model.IntPrjfolder\Network Data.IntPrjfolder\Main Grid.ElmNet\LBSM BANGSAL.ElmCoup | 0 | bus1 | Bus336 | Network Model.IntPrjfolder\Network Data.IntPrjfolder\Main Grid.ElmNet\Bus336.ElmTerm | 20 | Network Model.IntPrjfolder\Network Data.IntPrjfolder\Main Grid.ElmNet\Bus336.ElmTerm\Cub_1.StaCubic | abc |  |  |  | 1 | 0
LBSM BANGSAL | ElmCoup | Network Model.IntPrjfolder\Network Data.IntPrjfolder\Main Grid.ElmNet\LBSM BANGSAL.ElmCoup | 1 | bus2 | Terminal(35) | Network Model.IntPrjfolder\Network Data.IntPrjfolder\Main Grid.ElmNet\Terminal(35).ElmTerm | 20 | Network Model.IntPrjfolder\Network Data.IntPrjfolder\Main Grid.ElmNet\Terminal(35).ElmTerm\Cub_2.StaCubic | abc |  |  |  | 1 | 0
LBS TELUK JATI | ElmCoup | Network Model.IntPrjfolder\Network Data.IntPrjfolder\Main Grid.ElmNet\LBS TELUK JATI.ElmCoup | 0 | bus1 | Bus337 | Network Model.IntPrjfolder\Network Data.IntPrjfolder\Main Grid.ElmNet\Bus337.ElmTerm | 20 | Network Model.IntPrjfolder\Network Data.IntPrjfolder\Main Grid.ElmNet\Bus337.ElmTerm\Cub_1.StaCubic | abc |  |  |  | 1 | 0
LBS TELUK JATI | ElmCoup | Network Model.IntPrjfolder\Network Data.IntPrjfolder\Main Grid.ElmNet\LBS TELUK JATI.ElmCoup | 1 | bus2 | Terminal(36) | Network Model.IntPrjfolder\Network Data.IntPrjfolder\Main Grid.ElmNet\Terminal(36).ElmTerm | 20 | Network Model.IntPrjfolder\Network Data.IntPrjfolder\Main Grid.ElmNet\Terminal(36).ElmTerm\Cub_2.StaCubic | abc |  |  |  | 1 | 0
LBS TANJUNGAN | ElmCoup | Network Model.IntPrjfolder\Network Data.IntPrjfolder\Main Grid.ElmNet\LBS TANJUNGAN.ElmCoup | 0 | bus1 | Bus339 | Network Model.IntPrjfolder\Network Data.IntPrjfolder\Main Grid.ElmNet\Bus339.ElmTerm | 20 | Network Model.IntPrjfolder\Network Data.IntPrjfolder\Main Grid.ElmNet\Bus339.ElmTerm\Cub_1.StaCubic | abc |  |  |  | 1 | 0
LBS TANJUNGAN | ElmCoup | Network Model.IntPrjfolder\Network Data.IntPrjfolder\Main Grid.ElmNet\LBS TANJUNGAN.ElmCoup | 1 | bus2 | Terminal(37) | Network Model.IntPrjfolder\Network Data.IntPrjfolder\Main Grid.ElmNet\Terminal(37).ElmTerm | 20 | Network Model.IntPrjfolder\Network Data.IntPrjfolder\Main Grid.ElmNet\Terminal(37).ElmTerm\Cub_2.StaCubic | abc |  |  |  | 1 | 0
LBS KOPEL TAMBAK | ElmCoup | Network Model.IntPrjfolder\Network Data.IntPrjfolder\Main Grid.ElmNet\LBS KOPEL TAMBAK.ElmCoup | 0 | bus1 | Bus371 | Network Model.IntPrjfolder\Network Data.IntPrjfolder\Main Grid.ElmNet\Bus371.ElmTerm | 20 | Network Model.IntPrjfolder\Network Data.IntPrjfolder\Main Grid.ElmNet\Bus371.ElmTerm\Cub_3.StaCubic | abc |  |  |  | 1 | 0
LBS KOPEL TAMBAK | ElmCoup | Network Model.IntPrjfolder\Network Data.IntPrjfolder\Main Grid.ElmNet\LBS KOPEL TAMBAK.ElmCoup | 1 | bus2 | Terminal(25) | Network Model.IntPrjfolder\Network Data.IntPrjfolder\Main Grid.ElmNet\Terminal(25).ElmTerm | 20 | Network Model.IntPrjfolder\Network Data.IntPrjfolder\Main Grid.ElmNet\Terminal(25).ElmTerm\Cub_2.StaCubic | abc |  |  |  | 1 | 0
LBS SAWAH DAYA | ElmCoup | Network Model.IntPrjfolder\Network Data.IntPrjfolder\Main Grid.ElmNet\LBS SAWAH DAYA.ElmCoup | 0 | bus1 | Bus44 | Network Model.IntPrjfolder\Network Data.IntPrjfolder\Main Grid.ElmNet\Bus44.ElmTerm | 20 | Network Model.IntPrjfolder\Network Data.IntPrjfolder\Main Grid.ElmNet\Bus44.ElmTerm\Cub_1.StaCubic | abc |  |  |  | 1 | 0
LBS SAWAH DAYA | ElmCoup | Network Model.IntPrjfolder\Network Data.IntPrjfolder\Main Grid.ElmNet\LBS SAWAH DAYA.ElmCoup | 1 | bus2 | Terminal(8) | Network Model.IntPrjfolder\Network Data.IntPrjfolder\Main Grid.ElmNet\Terminal(8).ElmTerm | 20 | Network Model.IntPrjfolder\Network Data.IntPrjfolder\Main Grid.ElmNet\Terminal(8).ElmTerm\Cub_2.StaCubic | abc |  |  |  | 1 | 0
REC LANCABUR | ElmCoup | Network Model.IntPrjfolder\Network Data.IntPrjfolder\Main Grid.ElmNet\REC LANCABUR.ElmCoup | 0 | bus1 | Bus230 | Network Model.IntPrjfolder\Network Data.IntPrjfolder\Main Grid.ElmNet\Bus230.ElmTerm | 20 | Network Model.IntPrjfolder\Network Data.IntPrjfolder\Main Grid.ElmNet\Bus230.ElmTerm\Cub_1.StaCubic | abc |  |  |  | 1 | 0
REC LANCABUR | ElmCoup | Network Model.IntPrjfolder\Network Data.IntPrjfolder\Main Grid.ElmNet\REC LANCABUR.ElmCoup | 1 | bus2 | Terminal(12) | Network Model.IntPrjfolder\Network Data.IntPrjfolder\Main Grid.ElmNet\Terminal(12).ElmTerm | 20 | Network Model.IntPrjfolder\Network Data.IntPrjfolder\Main Grid.ElmNet\Terminal(12).ElmTerm\Cub_2.StaCubic | abc |  |  |  | 1 | 0
REC PAMONA | ElmCoup | Network Model.IntPrjfolder\Network Data.IntPrjfolder\Main Grid.ElmNet\REC PAMONA.ElmCoup | 0 | bus1 | Bus258 | Network Model.IntPrjfolder\Network Data.IntPrjfolder\Main Grid.ElmNet\Bus258.ElmTerm | 20 | Network Model.IntPrjfolder\Network Data.IntPrjfolder\Main Grid.ElmNet\Bus258.ElmTerm\Cub_1.StaCubic | abc |  |  |  | 1 | 0
REC PAMONA | ElmCoup | Network Model.IntPrjfolder\Network Data.IntPrjfolder\Main Grid.ElmNet\REC PAMONA.ElmCoup | 1 | bus2 | Terminal(14) | Network Model.IntPrjfolder\Network Data.IntPrjfolder\Main Grid.ElmNet\Terminal(14).ElmTerm | 20 | Network Model.IntPrjfolder\Network Data.IntPrjfolder\Main Grid.ElmNet\Terminal(14).ElmTerm\Cub_2.StaCubic | abc |  |  |  | 1 | 0
LBS TANJUNG ORI | ElmCoup | Network Model.IntPrjfolder\Network Data.IntPrjfolder\Main Grid.ElmNet\LBS TANJUNG ORI.ElmCoup | 0 | bus1 | Terminal(24) | Network Model.IntPrjfolder\Network Data.IntPrjfolder\Main Grid.ElmNet\Terminal(24).ElmTerm | 20 | Network Model.IntPrjfolder\Network Data.IntPrjfolder\Main Grid.ElmNet\Terminal(24).ElmTerm\Cub_2.StaCubic | abc |  |  |  | 1 | 0
LBS TANJUNG ORI | ElmCoup | Network Model.IntPrjfolder\Network Data.IntPrjfolder\Main Grid.ElmNet\LBS TANJUNG ORI.ElmCoup | 1 | bus2 | Bus300 | Network Model.IntPrjfolder\Network Data.IntPrjfolder\Main Grid.ElmNet\Bus300.ElmTerm | 20 | Network Model.IntPrjfolder\Network Data.IntPrjfolder\Main Grid.ElmNet\Bus300.ElmTerm\Cub_1.StaCubic | abc |  |  |  | 1 | 0
KOTA | ElmLne | Network Model.IntPrjfolder\Network Data.IntPrjfolder\Main Grid.ElmNet\KOTA.ElmLne | 0 | bus1 | Terminal(6) | Network Model.IntPrjfolder\Network Data.IntPrjfolder\Main Grid.ElmNet\Terminal(6).ElmTerm | 20 | Network Model.IntPrjfolder\Network Data.IntPrjfolder\Main Grid.ElmNet\Terminal(6).ElmTerm\Cub_2.StaCubic | abc |  |  |  | 1 | 0
KOTA | ElmLne | Network Model.IntPrjfolder\Network Data.IntPrjfolder\Main Grid.ElmNet\KOTA.ElmLne | 1 | bus2 | Bus24 | Network Model.IntPrjfolder\Network Data.IntPrjfolder\Main Grid.ElmNet\Bus24.ElmTerm | 20 | Network Model.IntPrjfolder\Network Data.IntPrjfolder\Main Grid.ElmNet\Bus24.ElmTerm\Cub_1.StaCubic | abc |  |  |  | 1 | 0
Line1 | ElmLne | Network Model.IntPrjfolder\Network Data.IntPrjfolder\Main Grid.ElmNet\Line1.ElmLne | 0 | bus1 | Bus24 | Network Model.IntPrjfolder\Network Data.IntPrjfolder\Main Grid.ElmNet\Bus24.ElmTerm | 20 | Network Model.IntPrjfolder\Network Data.IntPrjfolder\Main Grid.ElmNet\Bus24.ElmTerm\Cub_2.StaCubic | abc |  |  |  | 1 | 0
Line1 | ElmLne | Network Model.IntPrjfolder\Network Data.IntPrjfolder\Main Grid.ElmNet\Line1.ElmLne | 1 | bus2 | Bus25 | Network Model.IntPrjfolder\Network Data.IntPrjfolder\Main Grid.ElmNet\Bus25.ElmTerm | 20 | Network Model.IntPrjfolder\Network Data.IntPrjfolder\Main Grid.ElmNet\Bus25.ElmTerm\Cub_1.StaCubic | abc | Switch | cbk | 1 | 1 | 0
Line85 | ElmLne | Network Model.IntPrjfolder\Network Data.IntPrjfolder\Main Grid.ElmNet\Line85.ElmLne | 0 | bus1 | Bus25 | Network Model.IntPrjfolder\Network Data.IntPrjfolder\Main Grid.ElmNet\Bus25.ElmTerm | 20 | Network Model.IntPrjfolder\Network Data.IntPrjfolder\Main Grid.ElmNet\Bus25.ElmTerm\Cub_2.StaCubic | abc | Switch | cbk | 1 | 1 | 0
Line85 | ElmLne | Network Model.IntPrjfolder\Network Data.IntPrjfolder\Main Grid.ElmNet\Line85.ElmLne | 1 | bus2 | Bus188 | Network Model.IntPrjfolder\Network Data.IntPrjfolder\Main Grid.ElmNet\Bus188.ElmTerm | 20 | Network Model.IntPrjfolder\Network Data.IntPrjfolder\Main Grid.ElmNet\Bus188.ElmTerm\Cub_1.StaCubic | abc |  |  |  | 1 | 0
Line87 | ElmLne | Network Model.IntPrjfolder\Network Data.IntPrjfolder\Main Grid.ElmNet\Line87.ElmLne | 0 | bus1 | Bus188 | Network Model.IntPrjfolder\Network Data.IntPrjfolder\Main Grid.ElmNet\Bus188.ElmTerm | 20 | Network Model.IntPrjfolder\Network Data.IntPrjfolder\Main Grid.ElmNet\Bus188.ElmTerm\Cub_2.StaCubic | abc |  |  |  | 1 | 0
Line87 | ElmLne | Network Model.IntPrjfolder\Network Data.IntPrjfolder\Main Grid.ElmNet\Line87.ElmLne | 1 | bus2 | Bus192 | Network Model.IntPrjfolder\Network Data.IntPrjfolder\Main Grid.ElmNet\Bus192.ElmTerm | 20 | Network Model.IntPrjfolder\Network Data.IntPrjfolder\Main Grid.ElmNet\Bus192.ElmTerm\Cub_1.StaCubic | abc |  |  |  | 1 | 0
Line4 | ElmLne | Network Model.IntPrjfolder\Network Data.IntPrjfolder\Main Grid.ElmNet\Line4.ElmLne | 0 | bus1 | Bus25 | Network Model.IntPrjfolder\Network Data.IntPrjfolder\Main Grid.ElmNet\Bus25.ElmTerm | 20 | Network Model.IntPrjfolder\Network Data.IntPrjfolder\Main Grid.ElmNet\Bus25.ElmTerm\Cub_3.StaCubic | abc | Switch | cbk | 1 | 1 | 0
Line4 | ElmLne | Network Model.IntPrjfolder\Network Data.IntPrjfolder\Main Grid.ElmNet\Line4.ElmLne | 1 | bus2 | Bus27 | Network Model.IntPrjfolder\Network Data.IntPrjfolder\Main Grid.ElmNet\Bus27.ElmTerm | 20 | Network Model.IntPrjfolder\Network Data.IntPrjfolder\Main Grid.ElmNet\Bus27.ElmTerm\Cub_1.StaCubic | abc | Switch | cbk | 1 | 1 | 0
Line6 | ElmLne | Network Model.IntPrjfolder\Network Data.IntPrjfolder\Main Grid.ElmNet\Line6.ElmLne | 0 | bus1 | Bus27 | Network Model.IntPrjfolder\Network Data.IntPrjfolder\Main Grid.ElmNet\Bus27.ElmTerm | 20 | Network Model.IntPrjfolder\Network Data.IntPrjfolder\Main Grid.ElmNet\Bus27.ElmTerm\Cub_3.StaCubic | abc | Switch | cbk | 1 | 1 | 0
Line6 | ElmLne | Network Model.IntPrjfolder\Network Data.IntPrjfolder\Main Grid.ElmNet\Line6.ElmLne | 1 | bus2 | Bus31 | Network Model.IntPrjfolder\Network Data.IntPrjfolder\Main Grid.ElmNet\Bus31.ElmTerm | 20 | Network Model.IntPrjfolder\Network Data.IntPrjfolder\Main Grid.ElmNet\Bus31.ElmTerm\Cub_1.StaCubic | abc |  |  |  | 1 | 0
Line10 | ElmLne | Network Model.IntPrjfolder\Network Data.IntPrjfolder\Main Grid.ElmNet\Line10.ElmLne | 0 | bus1 | Bus31 | Network Model.IntPrjfolder\Network Data.IntPrjfolder\Main Grid.ElmNet\Bus31.ElmTerm | 20 | Network Model.IntPrjfolder\Network Data.IntPrjfolder\Main Grid.ElmNet\Bus31.ElmTerm\Cub_3.StaCubic | abc |  |  |  | 1 | 0
Line10 | ElmLne | Network Model.IntPrjfolder\Network Data.IntPrjfolder\Main Grid.ElmNet\Line10.ElmLne | 1 | bus2 | Terminal(7) | Network Model.IntPrjfolder\Network Data.IntPrjfolder\Main Grid.ElmNet\Terminal(7).ElmTerm | 20 | Network Model.IntPrjfolder\Network Data.IntPrjfolder\Main Grid.ElmNet\Terminal(7).ElmTerm\Cub_1.StaCubic | abc |  |  |  | 1 | 0
Line89 | ElmLne | Network Model.IntPrjfolder\Network Data.IntPrjfolder\Main Grid.ElmNet\Line89.ElmLne | 0 | bus1 | Bus42 | Network Model.IntPrjfolder\Network Data.IntPrjfolder\Main Grid.ElmNet\Bus42.ElmTerm | 20 | Network Model.IntPrjfolder\Network Data.IntPrjfolder\Main Grid.ElmNet\Bus42.ElmTerm\Cub_2.StaCubic | abc |  |  |  | 1 | 0
Line89 | ElmLne | Network Model.IntPrjfolder\Network Data.IntPrjfolder\Main Grid.ElmNet\Line89.ElmLne | 1 | bus2 | Bus194 | Network Model.IntPrjfolder\Network Data.IntPrjfolder\Main Grid.ElmNet\Bus194.ElmTerm | 20 | Network Model.IntPrjfolder\Network Data.IntPrjfolder\Main Grid.ElmNet\Bus194.ElmTerm\Cub_1.StaCubic | abc |  |  |  | 1 | 0
Line12 | ElmLne | Network Model.IntPrjfolder\Network Data.IntPrjfolder\Main Grid.ElmNet\Line12.ElmLne | 0 | bus1 | Bus194 | Network Model.IntPrjfolder\Network Data.IntPrjfolder\Main Grid.ElmNet\Bus194.ElmTerm | 20 | Network Model.IntPrjfolder\Network Data.IntPrjfolder\Main Grid.ElmNet\Bus194.ElmTerm\Cub_3.StaCubic | abc |  |  |  | 1 | 0
Line12 | ElmLne | Network Model.IntPrjfolder\Network Data.IntPrjfolder\Main Grid.ElmNet\Line12.ElmLne | 1 | bus2 | Bus41 | Network Model.IntPrjfolder\Network Data.IntPrjfolder\Main Grid.ElmNet\Bus41.ElmTerm | 20 | Network Model.IntPrjfolder\Network Data.IntPrjfolder\Main Grid.ElmNet\Bus41.ElmTerm\Cub_1.StaCubic | abc |  |  |  | 1 | 0
Line14 | ElmLne | Network Model.IntPrjfolder\Network Data.IntPrjfolder\Main Grid.ElmNet\Line14.ElmLne | 0 | bus1 | Bus41 | Network Model.IntPrjfolder\Network Data.IntPrjfolder\Main Grid.ElmNet\Bus41.ElmTerm | 20 | Network Model.IntPrjfolder\Network Data.IntPrjfolder\Main Grid.ElmNet\Bus41.ElmTerm\Cub_3.StaCubic | abc |  |  |  | 1 | 0
Line14 | ElmLne | Network Model.IntPrjfolder\Network Data.IntPrjfolder\Main Grid.ElmNet\Line14.ElmLne | 1 | bus2 | Bus198 | Network Model.IntPrjfolder\Network Data.IntPrjfolder\Main Grid.ElmNet\Bus198.ElmTerm | 20 | Network Model.IntPrjfolder\Network Data.IntPrjfolder\Main Grid.ElmNet\Bus198.ElmTerm\Cub_1.StaCubic | abc |  |  |  | 1 | 0
Line91 | ElmLne | Network Model.IntPrjfolder\Network Data.IntPrjfolder\Main Grid.ElmNet\Line91.ElmLne | 0 | bus1 | Bus198 | Network Model.IntPrjfolder\Network Data.IntPrjfolder\Main Grid.ElmNet\Bus198.ElmTerm | 20 | Network Model.IntPrjfolder\Network Data.IntPrjfolder\Main Grid.ElmNet\Bus198.ElmTerm\Cub_3.StaCubic | abc |  |  |  | 1 | 0
Line91 | ElmLne | Network Model.IntPrjfolder\Network Data.IntPrjfolder\Main Grid.ElmNet\Line91.ElmLne | 1 | bus2 | Bus43 | Network Model.IntPrjfolder\Network Data.IntPrjfolder\Main Grid.ElmNet\Bus43.ElmTerm | 20 | Network Model.IntPrjfolder\Network Data.IntPrjfolder\Main Grid.ElmNet\Bus43.ElmTerm\Cub_1.StaCubic | abc | Switch | cbk | 1 | 1 | 0
Line16 | ElmLne | Network Model.IntPrjfolder\Network Data.IntPrjfolder\Main Grid.ElmNet\Line16.ElmLne | 0 | bus1 | Bus43 | Network Model.IntPrjfolder\Network Data.IntPrjfolder\Main Grid.ElmNet\Bus43.ElmTerm | 20 | Network Model.IntPrjfolder\Network Data.IntPrjfolder\Main Grid.ElmNet\Bus43.ElmTerm\Cub_2.StaCubic | abc | Switch | cbk | 1 | 1 | 0
Line16 | ElmLne | Network Model.IntPrjfolder\Network Data.IntPrjfolder\Main Grid.ElmNet\Line16.ElmLne | 1 | bus2 | Bus49 | Network Model.IntPrjfolder\Network Data.IntPrjfolder\Main Grid.ElmNet\Bus49.ElmTerm | 20 | Network Model.IntPrjfolder\Network Data.IntPrjfolder\Main Grid.ElmNet\Bus49.ElmTerm\Cub_1.StaCubic | abc |  |  |  | 1 | 0
Line18 | ElmLne | Network Model.IntPrjfolder\Network Data.IntPrjfolder\Main Grid.ElmNet\Line18.ElmLne | 0 | bus1 | Bus49 | Network Model.IntPrjfolder\Network Data.IntPrjfolder\Main Grid.ElmNet\Bus49.ElmTerm | 20 | Network Model.IntPrjfolder\Network Data.IntPrjfolder\Main Grid.ElmNet\Bus49.ElmTerm\Cub_2.StaCubic | abc |  |  |  | 1 | 0
Line18 | ElmLne | Network Model.IntPrjfolder\Network Data.IntPrjfolder\Main Grid.ElmNet\Line18.ElmLne | 1 | bus2 | Bus50 | Network Model.IntPrjfolder\Network Data.IntPrjfolder\Main Grid.ElmNet\Bus50.ElmTerm | 20 | Network Model.IntPrjfolder\Network Data.IntPrjfolder\Main Grid.ElmNet\Bus50.ElmTerm\Cub_1.StaCubic | abc |  |  |  | 1 | 0
Line95 | ElmLne | Network Model.IntPrjfolder\Network Data.IntPrjfolder\Main Grid.ElmNet\Line95.ElmLne | 0 | bus1 | Bus50 | Network Model.IntPrjfolder\Network Data.IntPrjfolder\Main Grid.ElmNet\Bus50.ElmTerm | 20 | Network Model.IntPrjfolder\Network Data.IntPrjfolder\Main Grid.ElmNet\Bus50.ElmTerm\Cub_2.StaCubic | abc |  |  |  | 1 | 0
Line95 | ElmLne | Network Model.IntPrjfolder\Network Data.IntPrjfolder\Main Grid.ElmNet\Line95.ElmLne | 1 | bus2 | Bus202 | Network Model.IntPrjfolder\Network Data.IntPrjfolder\Main Grid.ElmNet\Bus202.ElmTerm | 20 | Network Model.IntPrjfolder\Network Data.IntPrjfolder\Main Grid.ElmNet\Bus202.ElmTerm\Cub_1.StaCubic | abc |  |  |  | 1 | 0
Line97 | ElmLne | Network Model.IntPrjfolder\Network Data.IntPrjfolder\Main Grid.ElmNet\Line97.ElmLne | 0 | bus1 | Bus202 | Network Model.IntPrjfolder\Network Data.IntPrjfolder\Main Grid.ElmNet\Bus202.ElmTerm | 20 | Network Model.IntPrjfolder\Network Data.IntPrjfolder\Main Grid.ElmNet\Bus202.ElmTerm\Cub_2.StaCubic | abc |  |  |  | 1 | 0
Line97 | ElmLne | Network Model.IntPrjfolder\Network Data.IntPrjfolder\Main Grid.ElmNet\Line97.ElmLne | 1 | bus2 | Bus205 | Network Model.IntPrjfolder\Network Data.IntPrjfolder\Main Grid.ElmNet\Bus205.ElmTerm | 20 | Network Model.IntPrjfolder\Network Data.IntPrjfolder\Main Grid.ElmNet\Bus205.ElmTerm\Cub_1.StaCubic | abc |  |  |  | 1 | 0
Line93 | ElmLne | Network Model.IntPrjfolder\Network Data.IntPrjfolder\Main Grid.ElmNet\Line93.ElmLne | 0 | bus1 | Bus50 | Network Model.IntPrjfolder\Network Data.IntPrjfolder\Main Grid.ElmNet\Bus50.ElmTerm | 20 | Network Model.IntPrjfolder\Network Data.IntPrjfolder\Main Grid.ElmNet\Bus50.ElmTerm\Cub_3.StaCubic | abc |  |  |  | 1 | 0
Line93 | ElmLne | Network Model.IntPrjfolder\Network Data.IntPrjfolder\Main Grid.ElmNet\Line93.ElmLne | 1 | bus2 | Bus201 | Network Model.IntPrjfolder\Network Data.IntPrjfolder\Main Grid.ElmNet\Bus201.ElmTerm | 20 | Network Model.IntPrjfolder\Network Data.IntPrjfolder\Main Grid.ElmNet\Bus201.ElmTerm\Cub_1.StaCubic | abc |  |  |  | 1 | 0
Line24 | ElmLne | Network Model.IntPrjfolder\Network Data.IntPrjfolder\Main Grid.ElmNet\Line24.ElmLne | 0 | bus1 | Bus43 | Network Model.IntPrjfolder\Network Data.IntPrjfolder\Main Grid.ElmNet\Bus43.ElmTerm | 20 | Network Model.IntPrjfolder\Network Data.IntPrjfolder\Main Grid.ElmNet\Bus43.ElmTerm\Cub_3.StaCubic | abc | Switch | cbk | 1 | 1 | 0
Line24 | ElmLne | Network Model.IntPrjfolder\Network Data.IntPrjfolder\Main Grid.ElmNet\Line24.ElmLne | 1 | bus2 | Bus63 | Network Model.IntPrjfolder\Network Data.IntPrjfolder\Main Grid.ElmNet\Bus63.ElmTerm | 20 | Network Model.IntPrjfolder\Network Data.IntPrjfolder\Main Grid.ElmNet\Bus63.ElmTerm\Cub_1.StaCubic | abc |  |  |  | 1 | 0
Line26 | ElmLne | Network Model.IntPrjfolder\Network Data.IntPrjfolder\Main Grid.ElmNet\Line26.ElmLne | 0 | bus1 | Bus63 | Network Model.IntPrjfolder\Network Data.IntPrjfolder\Main Grid.ElmNet\Bus63.ElmTerm | 20 | Network Model.IntPrjfolder\Network Data.IntPrjfolder\Main Grid.ElmNet\Bus63.ElmTerm\Cub_3.StaCubic | abc |  |  |  | 1 | 0
Line26 | ElmLne | Network Model.IntPrjfolder\Network Data.IntPrjfolder\Main Grid.ElmNet\Line26.ElmLne | 1 | bus2 | Terminal(8) | Network Model.IntPrjfolder\Network Data.IntPrjfolder\Main Grid.ElmNet\Terminal(8).ElmTerm | 20 | Network Model.IntPrjfolder\Network Data.IntPrjfolder\Main Grid.ElmNet\Terminal(8).ElmTerm\Cub_1.StaCubic | abc |  |  |  | 1 | 0
Line99 | ElmLne | Network Model.IntPrjfolder\Network Data.IntPrjfolder\Main Grid.ElmNet\Line99.ElmLne | 0 | bus1 | Bus44 | Network Model.IntPrjfolder\Network Data.IntPrjfolder\Main Grid.ElmNet\Bus44.ElmTerm | 20 | Network Model.IntPrjfolder\Network Data.IntPrjfolder\Main Grid.ElmNet\Bus44.ElmTerm\Cub_2.StaCubic | abc |  |  |  | 1 | 0
Line99 | ElmLne | Network Model.IntPrjfolder\Network Data.IntPrjfolder\Main Grid.ElmNet\Line99.ElmLne | 1 | bus2 | Bus206 | Network Model.IntPrjfolder\Network Data.IntPrjfolder\Main Grid.ElmNet\Bus206.ElmTerm | 20 | Network Model.IntPrjfolder\Network Data.IntPrjfolder\Main Grid.ElmNet\Bus206.ElmTerm\Cub_1.StaCubic | abc |  |  |  | 1 | 0
Line28 | ElmLne | Network Model.IntPrjfolder\Network Data.IntPrjfolder\Main Grid.ElmNet\Line28.ElmLne | 0 | bus1 | Bus206 | Network Model.IntPrjfolder\Network Data.IntPrjfolder\Main Grid.ElmNet\Bus206.ElmTerm | 20 | Network Model.IntPrjfolder\Network Data.IntPrjfolder\Main Grid.ElmNet\Bus206.ElmTerm\Cub_3.StaCubic | abc |  |  |  | 1 | 0
Line28 | ElmLne | Network Model.IntPrjfolder\Network Data.IntPrjfolder\Main Grid.ElmNet\Line28.ElmLne | 1 | bus2 | Bus71 | Network Model.IntPrjfolder\Network Data.IntPrjfolder\Main Grid.ElmNet\Bus71.ElmTerm | 20 | Network Model.IntPrjfolder\Network Data.IntPrjfolder\Main Grid.ElmNet\Bus71.ElmTerm\Cub_1.StaCubic | abc |  |  |  | 1 | 0
Line101 | ElmLne | Network Model.IntPrjfolder\Network Data.IntPrjfolder\Main Grid.ElmNet\Line101.ElmLne | 0 | bus1 | Bus71 | Network Model.IntPrjfolder\Network Data.IntPrjfolder\Main Grid.ElmNet\Bus71.ElmTerm | 20 | Network Model.IntPrjfolder\Network Data.IntPrjfolder\Main Grid.ElmNet\Bus71.ElmTerm\Cub_3.StaCubic | abc |  |  |  | 1 | 0
Line101 | ElmLne | Network Model.IntPrjfolder\Network Data.IntPrjfolder\Main Grid.ElmNet\Line101.ElmLne | 1 | bus2 | Bus209 | Network Model.IntPrjfolder\Network Data.IntPrjfolder\Main Grid.ElmNet\Bus209.ElmTerm | 20 | Network Model.IntPrjfolder\Network Data.IntPrjfolder\Main Grid.ElmNet\Bus209.ElmTerm\Cub_1.StaCubic | abc |  |  |  | 1 | 0
Line103 | ElmLne | Network Model.IntPrjfolder\Network Data.IntPrjfolder\Main Grid.ElmNet\Line103.ElmLne | 0 | bus1 | Bus209 | Network Model.IntPrjfolder\Network Data.IntPrjfolder\Main Grid.ElmNet\Bus209.ElmTerm | 20 | Network Model.IntPrjfolder\Network Data.IntPrjfolder\Main Grid.ElmNet\Bus209.ElmTerm\Cub_3.StaCubic | abc |  |  |  | 1 | 0
Line103 | ElmLne | Network Model.IntPrjfolder\Network Data.IntPrjfolder\Main Grid.ElmNet\Line103.ElmLne | 1 | bus2 | Bus210 | Network Model.IntPrjfolder\Network Data.IntPrjfolder\Main Grid.ElmNet\Bus210.ElmTerm | 20 | Network Model.IntPrjfolder\Network Data.IntPrjfolder\Main Grid.ElmNet\Bus210.ElmTerm\Cub_1.StaCubic | abc |  |  |  | 1 | 0
Line105 | ElmLne | Network Model.IntPrjfolder\Network Data.IntPrjfolder\Main Grid.ElmNet\Line105.ElmLne | 0 | bus1 | Bus210 | Network Model.IntPrjfolder\Network Data.IntPrjfolder\Main Grid.ElmNet\Bus210.ElmTerm | 20 | Network Model.IntPrjfolder\Network Data.IntPrjfolder\Main Grid.ElmNet\Bus210.ElmTerm\Cub_2.StaCubic | abc |  |  |  | 1 | 0
Line105 | ElmLne | Network Model.IntPrjfolder\Network Data.IntPrjfolder\Main Grid.ElmNet\Line105.ElmLne | 1 | bus2 | Bus213 | Network Model.IntPrjfolder\Network Data.IntPrjfolder\Main Grid.ElmNet\Bus213.ElmTerm | 20 | Network Model.IntPrjfolder\Network Data.IntPrjfolder\Main Grid.ElmNet\Bus213.ElmTerm\Cub_1.StaCubic | abc |  |  |  | 1 | 0
Line107 | ElmLne | Network Model.IntPrjfolder\Network Data.IntPrjfolder\Main Grid.ElmNet\Line107.ElmLne | 0 | bus1 | Bus210 | Network Model.IntPrjfolder\Network Data.IntPrjfolder\Main Grid.ElmNet\Bus210.ElmTerm | 20 | Network Model.IntPrjfolder\Network Data.IntPrjfolder\Main Grid.ElmNet\Bus210.ElmTerm\Cub_3.StaCubic | abc |  |  |  | 1 | 0
Line107 | ElmLne | Network Model.IntPrjfolder\Network Data.IntPrjfolder\Main Grid.ElmNet\Line107.ElmLne | 1 | bus2 | Bus216 | Network Model.IntPrjfolder\Network Data.IntPrjfolder\Main Grid.ElmNet\Bus216.ElmTerm | 20 | Network Model.IntPrjfolder\Network Data.IntPrjfolder\Main Grid.ElmNet\Bus216.ElmTerm\Cub_1.StaCubic | abc |  |  |  | 1 | 0
Line109 | ElmLne | Network Model.IntPrjfolder\Network Data.IntPrjfolder\Main Grid.ElmNet\Line109.ElmLne | 0 | bus1 | Bus216 | Network Model.IntPrjfolder\Network Data.IntPrjfolder\Main Grid.ElmNet\Bus216.ElmTerm | 20 | Network Model.IntPrjfolder\Network Data.IntPrjfolder\Main Grid.ElmNet\Bus216.ElmTerm\Cub_3.StaCubic | abc |  |  |  | 1 | 0
Line109 | ElmLne | Network Model.IntPrjfolder\Network Data.IntPrjfolder\Main Grid.ElmNet\Line109.ElmLne | 1 | bus2 | Bus219 | Network Model.IntPrjfolder\Network Data.IntPrjfolder\Main Grid.ElmNet\Bus219.ElmTerm | 20 | Network Model.IntPrjfolder\Network Data.IntPrjfolder\Main Grid.ElmNet\Bus219.ElmTerm\Cub_1.StaCubic | abc |  |  |  | 1 | 0
Line112 | ElmLne | Network Model.IntPrjfolder\Network Data.IntPrjfolder\Main Grid.ElmNet\Line112.ElmLne | 0 | bus1 | Bus219 | Network Model.IntPrjfolder\Network Data.IntPrjfolder\Main Grid.ElmNet\Bus219.ElmTerm | 20 | Network Model.IntPrjfolder\Network Data.IntPrjfolder\Main Grid.ElmNet\Bus219.ElmTerm\Cub_3.StaCubic | abc |  |  |  | 1 | 0
Line112 | ElmLne | Network Model.IntPrjfolder\Network Data.IntPrjfolder\Main Grid.ElmNet\Line112.ElmLne | 1 | bus2 | Bus220 | Network Model.IntPrjfolder\Network Data.IntPrjfolder\Main Grid.ElmNet\Bus220.ElmTerm | 20 | Network Model.IntPrjfolder\Network Data.IntPrjfolder\Main Grid.ElmNet\Bus220.ElmTerm\Cub_1.StaCubic | abc |  |  |  | 1 | 0
Line111 | ElmLne | Network Model.IntPrjfolder\Network Data.IntPrjfolder\Main Grid.ElmNet\Line111.ElmLne | 0 | bus1 | Bus220 | Network Model.IntPrjfolder\Network Data.IntPrjfolder\Main Grid.ElmNet\Bus220.ElmTerm | 20 | Network Model.IntPrjfolder\Network Data.IntPrjfolder\Main Grid.ElmNet\Bus220.ElmTerm\Cub_2.StaCubic | abc |  |  |  | 1 | 0
Line111 | ElmLne | Network Model.IntPrjfolder\Network Data.IntPrjfolder\Main Grid.ElmNet\Line111.ElmLne | 1 | bus2 | Bus223 | Network Model.IntPrjfolder\Network Data.IntPrjfolder\Main Grid.ElmNet\Bus223.ElmTerm | 20 | Network Model.IntPrjfolder\Network Data.IntPrjfolder\Main Grid.ElmNet\Bus223.ElmTerm\Cub_1.StaCubic | abc |  |  |  | 1 | 0
Line114 | ElmLne | Network Model.IntPrjfolder\Network Data.IntPrjfolder\Main Grid.ElmNet\Line114.ElmLne | 0 | bus1 | Bus220 | Network Model.IntPrjfolder\Network Data.IntPrjfolder\Main Grid.ElmNet\Bus220.ElmTerm | 20 | Network Model.IntPrjfolder\Network Data.IntPrjfolder\Main Grid.ElmNet\Bus220.ElmTerm\Cub_3.StaCubic | abc |  |  |  | 1 | 0
Line114 | ElmLne | Network Model.IntPrjfolder\Network Data.IntPrjfolder\Main Grid.ElmNet\Line114.ElmLne | 1 | bus2 | Bus227 | Network Model.IntPrjfolder\Network Data.IntPrjfolder\Main Grid.ElmNet\Bus227.ElmTerm | 20 | Network Model.IntPrjfolder\Network Data.IntPrjfolder\Main Grid.ElmNet\Bus227.ElmTerm\Cub_1.StaCubic | abc |  |  |  | 1 | 0
TAMBAK | ElmLne | Network Model.IntPrjfolder\Network Data.IntPrjfolder\Main Grid.ElmNet\TAMBAK.ElmLne | 0 | bus1 | Terminal(10) | Network Model.IntPrjfolder\Network Data.IntPrjfolder\Main Grid.ElmNet\Terminal(10).ElmTerm | 20 | Network Model.IntPrjfolder\Network Data.IntPrjfolder\Main Grid.ElmNet\Terminal(10).ElmTerm\Cub_2.StaCubic | abc |  |  |  | 1 | 0
TAMBAK | ElmLne | Network Model.IntPrjfolder\Network Data.IntPrjfolder\Main Grid.ElmNet\TAMBAK.ElmLne | 1 | bus2 | Bus10 | Network Model.IntPrjfolder\Network Data.IntPrjfolder\Main Grid.ElmNet\Bus10.ElmTerm | 20 | Network Model.IntPrjfolder\Network Data.IntPrjfolder\Main Grid.ElmNet\Bus10.ElmTerm\Cub_1.StaCubic | abc |  |  |  | 1 | 0
Line80 | ElmLne | Network Model.IntPrjfolder\Network Data.IntPrjfolder\Main Grid.ElmNet\Line80.ElmLne | 0 | bus1 | Bus10 | Network Model.IntPrjfolder\Network Data.IntPrjfolder\Main Grid.ElmNet\Bus10.ElmTerm | 20 | Network Model.IntPrjfolder\Network Data.IntPrjfolder\Main Grid.ElmNet\Bus10.ElmTerm\Cub_2.StaCubic | abc |  |  |  | 1 | 0
Line80 | ElmLne | Network Model.IntPrjfolder\Network Data.IntPrjfolder\Main Grid.ElmNet\Line80.ElmLne | 1 | bus2 | [8 empty] | 0 | 0
Line116 | ElmLne | Network Model.IntPrjfolder\Network Data.IntPrjfolder\Main Grid.ElmNet\Line116.ElmLne | 0 | bus1 | Bus10 | Network Model.IntPrjfolder\Network Data.IntPrjfolder\Main Grid.ElmNet\Bus10.ElmTerm | 20 | Network Model.IntPrjfolder\Network Data.IntPrjfolder\Main Grid.ElmNet\Bus10.ElmTerm\Cub_3.StaCubic | abc |  |  |  | 1 | 0
Line116 | ElmLne | Network Model.IntPrjfolder\Network Data.IntPrjfolder\Main Grid.ElmNet\Line116.ElmLne | 1 | bus2 | Bus184 | Network Model.IntPrjfolder\Network Data.IntPrjfolder\Main Grid.ElmNet\Bus184.ElmTerm | 20 | Network Model.IntPrjfolder\Network Data.IntPrjfolder\Main Grid.ElmNet\Bus184.ElmTerm\Cub_2.StaCubic | abc | Switch | cbk | 1 | 1 | 0
Line83 | ElmLne | Network Model.IntPrjfolder\Network Data.IntPrjfolder\Main Grid.ElmNet\Line83.ElmLne | 0 | bus1 | Bus184 | Network Model.IntPrjfolder\Network Data.IntPrjfolder\Main Grid.ElmNet\Bus184.ElmTerm | 20 | Network Model.IntPrjfolder\Network Data.IntPrjfolder\Main Grid.ElmNet\Bus184.ElmTerm\Cub_3.StaCubic | abc | Switch | cbk | 1 | 1 | 0
Line83 | ElmLne | Network Model.IntPrjfolder\Network Data.IntPrjfolder\Main Grid.ElmNet\Line83.ElmLne | 1 | bus2 | Bus14 | Network Model.IntPrjfolder\Network Data.IntPrjfolder\Main Grid.ElmNet\Bus14.ElmTerm | 20 | Network Model.IntPrjfolder\Network Data.IntPrjfolder\Main Grid.ElmNet\Bus14.ElmTerm\Cub_1.StaCubic | abc | Switch | cbk | 1 | 1 | 0
Line118 | ElmLne | Network Model.IntPrjfolder\Network Data.IntPrjfolder\Main Grid.ElmNet\Line118.ElmLne | 0 | bus1 | Bus14 | Network Model.IntPrjfolder\Network Data.IntPrjfolder\Main Grid.ElmNet\Bus14.ElmTerm | 20 | Network Model.IntPrjfolder\Network Data.IntPrjfolder\Main Grid.ElmNet\Bus14.ElmTerm\Cub_2.StaCubic | abc | Switch | cbk | 1 | 1 | 0
Line118 | ElmLne | Network Model.IntPrjfolder\Network Data.IntPrjfolder\Main Grid.ElmNet\Line118.ElmLne | 1 | bus2 | Bus229 | Network Model.IntPrjfolder\Network Data.IntPrjfolder\Main Grid.ElmNet\Bus229.ElmTerm | 20 | Network Model.IntPrjfolder\Network Data.IntPrjfolder\Main Grid.ElmNet\Bus229.ElmTerm\Cub_1.StaCubic | abc |  |  |  | 1 | 0
Line5 | ElmLne | Network Model.IntPrjfolder\Network Data.IntPrjfolder\Main Grid.ElmNet\Line5.ElmLne | 0 | bus1 | Bus14 | Network Model.IntPrjfolder\Network Data.IntPrjfolder\Main Grid.ElmNet\Bus14.ElmTerm | 20 | Network Model.IntPrjfolder\Network Data.IntPrjfolder\Main Grid.ElmNet\Bus14.ElmTerm\Cub_3.StaCubic | abc | Switch | cbk | 1 | 1 | 0
Line5 | ElmLne | Network Model.IntPrjfolder\Network Data.IntPrjfolder\Main Grid.ElmNet\Line5.ElmLne | 1 | bus2 | Terminal(12) | Network Model.IntPrjfolder\Network Data.IntPrjfolder\Main Grid.ElmNet\Terminal(12).ElmTerm | 20 | Network Model.IntPrjfolder\Network Data.IntPrjfolder\Main Grid.ElmNet\Terminal(12).ElmTerm\Cub_1.StaCubic | abc |  |  |  | 1 | 0
Line120 | ElmLne | Network Model.IntPrjfolder\Network Data.IntPrjfolder\Main Grid.ElmNet\Line120.ElmLne | 0 | bus1 | Bus230 | Network Model.IntPrjfolder\Network Data.IntPrjfolder\Main Grid.ElmNet\Bus230.ElmTerm | 20 | Network Model.IntPrjfolder\Network Data.IntPrjfolder\Main Grid.ElmNet\Bus230.ElmTerm\Cub_2.StaCubic | abc |  |  |  | 1 | 0
Line120 | ElmLne | Network Model.IntPrjfolder\Network Data.IntPrjfolder\Main Grid.ElmNet\Line120.ElmLne | 1 | bus2 | Bus28 | Network Model.IntPrjfolder\Network Data.IntPrjfolder\Main Grid.ElmNet\Bus28.ElmTerm | 20 | Network Model.IntPrjfolder\Network Data.IntPrjfolder\Main Grid.ElmNet\Bus28.ElmTerm\Cub_1.StaCubic | abc | Switch | cbk | 1 | 1 | 0
Line7 | ElmLne | Network Model.IntPrjfolder\Network Data.IntPrjfolder\Main Grid.ElmNet\Line7.ElmLne | 0 | bus1 | Bus28 | Network Model.IntPrjfolder\Network Data.IntPrjfolder\Main Grid.ElmNet\Bus28.ElmTerm | 20 | Network Model.IntPrjfolder\Network Data.IntPrjfolder\Main Grid.ElmNet\Bus28.ElmTerm\Cub_3.StaCubic | abc | Switch | cbk | 1 | 1 | 0
Line7 | ElmLne | Network Model.IntPrjfolder\Network Data.IntPrjfolder\Main Grid.ElmNet\Line7.ElmLne | 1 | bus2 | Bus36 | Network Model.IntPrjfolder\Network Data.IntPrjfolder\Main Grid.ElmNet\Bus36.ElmTerm | 20 | Network Model.IntPrjfolder\Network Data.IntPrjfolder\Main Grid.ElmNet\Bus36.ElmTerm\Cub_1.StaCubic | abc | Switch | cbk | 1 | 1 | 0
Line122 | ElmLne | Network Model.IntPrjfolder\Network Data.IntPrjfolder\Main Grid.ElmNet\Line122.ElmLne | 0 | bus1 | Bus36 | Network Model.IntPrjfolder\Network Data.IntPrjfolder\Main Grid.ElmNet\Bus36.ElmTerm | 20 | Network Model.IntPrjfolder\Network Data.IntPrjfolder\Main Grid.ElmNet\Bus36.ElmTerm\Cub_2.StaCubic | abc | Switch | cbk | 1 | 1 | 0
Line122 | ElmLne | Network Model.IntPrjfolder\Network Data.IntPrjfolder\Main Grid.ElmNet\Line122.ElmLne | 1 | bus2 | Bus231 | Network Model.IntPrjfolder\Network Data.IntPrjfolder\Main Grid.ElmNet\Bus231.ElmTerm | 20 | Network Model.IntPrjfolder\Network Data.IntPrjfolder\Main Grid.ElmNet\Bus231.ElmTerm\Cub_1.StaCubic | abc |  |  |  | 1 | 0
Line9 | ElmLne | Network Model.IntPrjfolder\Network Data.IntPrjfolder\Main Grid.ElmNet\Line9.ElmLne | 0 | bus1 | Bus36 | Network Model.IntPrjfolder\Network Data.IntPrjfolder\Main Grid.ElmNet\Bus36.ElmTerm | 20 | Network Model.IntPrjfolder\Network Data.IntPrjfolder\Main Grid.ElmNet\Bus36.ElmTerm\Cub_3.StaCubic | abc | Switch | cbk | 1 | 1 | 0
Line9 | ElmLne | Network Model.IntPrjfolder\Network Data.IntPrjfolder\Main Grid.ElmNet\Line9.ElmLne | 1 | bus2 | Bus234 | Network Model.IntPrjfolder\Network Data.IntPrjfolder\Main Grid.ElmNet\Bus234.ElmTerm | 20 | Network Model.IntPrjfolder\Network Data.IntPrjfolder\Main Grid.ElmNet\Bus234.ElmTerm\Cub_1.StaCubic | abc |  |  |  | 1 | 0
Line124 | ElmLne | Network Model.IntPrjfolder\Network Data.IntPrjfolder\Main Grid.ElmNet\Line124.ElmLne | 0 | bus1 | Bus234 | Network Model.IntPrjfolder\Network Data.IntPrjfolder\Main Grid.ElmNet\Bus234.ElmTerm | 20 | Network Model.IntPrjfolder\Network Data.IntPrjfolder\Main Grid.ElmNet\Bus234.ElmTerm\Cub_3.StaCubic | abc |  |  |  | 1 | 0
Line124 | ElmLne | Network Model.IntPrjfolder\Network Data.IntPrjfolder\Main Grid.ElmNet\Line124.ElmLne | 1 | bus2 | Bus235 | Network Model.IntPrjfolder\Network Data.IntPrjfolder\Main Grid.ElmNet\Bus235.ElmTerm | 20 | Network Model.IntPrjfolder\Network Data.IntPrjfolder\Main Grid.ElmNet\Bus235.ElmTerm\Cub_1.StaCubic | abc |  |  |  | 1 | 0
Line13 | ElmLne | Network Model.IntPrjfolder\Network Data.IntPrjfolder\Main Grid.ElmNet\Line13.ElmLne | 0 | bus1 | Bus235 | Network Model.IntPrjfolder\Network Data.IntPrjfolder\Main Grid.ElmNet\Bus235.ElmTerm | 20 | Network Model.IntPrjfolder\Network Data.IntPrjfolder\Main Grid.ElmNet\Bus235.ElmTerm\Cub_2.StaCubic | abc |  |  |  | 1 | 0
Line13 | ElmLne | Network Model.IntPrjfolder\Network Data.IntPrjfolder\Main Grid.ElmNet\Line13.ElmLne | 1 | bus2 | Bus74 | Network Model.IntPrjfolder\Network Data.IntPrjfolder\Main Grid.ElmNet\Bus74.ElmTerm | 20 | Network Model.IntPrjfolder\Network Data.IntPrjfolder\Main Grid.ElmNet\Bus74.ElmTerm\Cub_1.StaCubic | abc | Switch | cbk | 1 | 1 | 0
Line29 | ElmLne | Network Model.IntPrjfolder\Network Data.IntPrjfolder\Main Grid.ElmNet\Line29.ElmLne | 0 | bus1 | Bus74 | Network Model.IntPrjfolder\Network Data.IntPrjfolder\Main Grid.ElmNet\Bus74.ElmTerm | 20 | Network Model.IntPrjfolder\Network Data.IntPrjfolder\Main Grid.ElmNet\Bus74.ElmTerm\Cub_3.StaCubic | abc | Switch | cbk | 1 | 1 | 0
Line29 | ElmLne | Network Model.IntPrjfolder\Network Data.IntPrjfolder\Main Grid.ElmNet\Line29.ElmLne | 1 | bus2 | Bus78 | Network Model.IntPrjfolder\Network Data.IntPrjfolder\Main Grid.ElmNet\Bus78.ElmTerm | 20 | Network Model.IntPrjfolder\Network Data.IntPrjfolder\Main Grid.ElmNet\Bus78.ElmTerm\Cub_1.StaCubic | abc |  |  |  | 1 | 0
Line126 | ElmLne | Network Model.IntPrjfolder\Network Data.IntPrjfolder\Main Grid.ElmNet\Line126.ElmLne | 0 | bus1 | Bus235 | Network Model.IntPrjfolder\Network Data.IntPrjfolder\Main Grid.ElmNet\Bus235.ElmTerm | 20 | Network Model.IntPrjfolder\Network Data.IntPrjfolder\Main Grid.ElmNet\Bus235.ElmTerm\Cub_3.StaCubic | abc |  |  |  | 1 | 0
Line126 | ElmLne | Network Model.IntPrjfolder\Network Data.IntPrjfolder\Main Grid.ElmNet\Line126.ElmLne | 1 | bus2 | Bus238 | Network Model.IntPrjfolder\Network Data.IntPrjfolder\Main Grid.ElmNet\Bus238.ElmTerm | 20 | Network Model.IntPrjfolder\Network Data.IntPrjfolder\Main Grid.ElmNet\Bus238.ElmTerm\Cub_1.StaCubic | abc |  |  |  | 1 | 0
Line128 | ElmLne | Network Model.IntPrjfolder\Network Data.IntPrjfolder\Main Grid.ElmNet\Line128.ElmLne | 0 | bus1 | Bus238 | Network Model.IntPrjfolder\Network Data.IntPrjfolder\Main Grid.ElmNet\Bus238.ElmTerm | 20 | Network Model.IntPrjfolder\Network Data.IntPrjfolder\Main Grid.ElmNet\Bus238.ElmTerm\Cub_3.StaCubic | abc |  |  |  | 1 | 0
Line128 | ElmLne | Network Model.IntPrjfolder\Network Data.IntPrjfolder\Main Grid.ElmNet\Line128.ElmLne | 1 | bus2 | Terminal(13) | Network Model.IntPrjfolder\Network Data.IntPrjfolder\Main Grid.ElmNet\Terminal(13).ElmTerm | 20 | Network Model.IntPrjfolder\Network Data.IntPrjfolder\Main Grid.ElmNet\Terminal(13).ElmTerm\Cub_1.StaCubic | abc |  |  |  | 1 | 0
Line130 | ElmLne | Network Model.IntPrjfolder\Network Data.IntPrjfolder\Main Grid.ElmNet\Line130.ElmLne | 0 | bus1 | Bus239 | Network Model.IntPrjfolder\Network Data.IntPrjfolder\Main Grid.ElmNet\Bus239.ElmTerm | 20 | Network Model.IntPrjfolder\Network Data.IntPrjfolder\Main Grid.ElmNet\Bus239.ElmTerm\Cub_2.StaCubic | abc |  |  |  | 1 | 0
Line130 | ElmLne | Network Model.IntPrjfolder\Network Data.IntPrjfolder\Main Grid.ElmNet\Line130.ElmLne | 1 | bus2 | Bus39 | Network Model.IntPrjfolder\Network Data.IntPrjfolder\Main Grid.ElmNet\Bus39.ElmTerm | 20 | Network Model.IntPrjfolder\Network Data.IntPrjfolder\Main Grid.ElmNet\Bus39.ElmTerm\Cub_1.StaCubic | abc | Switch | cbk | 1 | 1 | 0
Line31 | ElmLne | Network Model.IntPrjfolder\Network Data.IntPrjfolder\Main Grid.ElmNet\Line31.ElmLne | 0 | bus1 | Bus39 | Network Model.IntPrjfolder\Network Data.IntPrjfolder\Main Grid.ElmNet\Bus39.ElmTerm | 20 | Network Model.IntPrjfolder\Network Data.IntPrjfolder\Main Grid.ElmNet\Bus39.ElmTerm\Cub_3.StaCubic | abc | Switch | cbk | 1 | 1 | 0
Line31 | ElmLne | Network Model.IntPrjfolder\Network Data.IntPrjfolder\Main Grid.ElmNet\Line31.ElmLne | 1 | bus2 | Bus82 | Network Model.IntPrjfolder\Network Data.IntPrjfolder\Main Grid.ElmNet\Bus82.ElmTerm | 20 | Network Model.IntPrjfolder\Network Data.IntPrjfolder\Main Grid.ElmNet\Bus82.ElmTerm\Cub_1.StaCubic | abc | Switch | cbk | 1 | 1 | 0
Line32 | ElmLne | Network Model.IntPrjfolder\Network Data.IntPrjfolder\Main Grid.ElmNet\Line32.ElmLne | 0 | bus1 | Bus240 | Network Model.IntPrjfolder\Network Data.IntPrjfolder\Main Grid.ElmNet\Bus240.ElmTerm | 20 | Network Model.IntPrjfolder\Network Data.IntPrjfolder\Main Grid.ElmNet\Bus240.ElmTerm\Cub_1.StaCubic | abc |  |  |  | 1 | 0
Line32 | ElmLne | Network Model.IntPrjfolder\Network Data.IntPrjfolder\Main Grid.ElmNet\Line32.ElmLne | 1 | bus2 | Bus82 | Network Model.IntPrjfolder\Network Data.IntPrjfolder\Main Grid.ElmNet\Bus82.ElmTerm | 20 | Network Model.IntPrjfolder\Network Data.IntPrjfolder\Main Grid.ElmNet\Bus82.ElmTerm\Cub_3.StaCubic | abc | Switch | cbk | 1 | 1 | 0
Line35 | ElmLne | Network Model.IntPrjfolder\Network Data.IntPrjfolder\Main Grid.ElmNet\Line35.ElmLne | 0 | bus1 | Bus240 | Network Model.IntPrjfolder\Network Data.IntPrjfolder\Main Grid.ElmNet\Bus240.ElmTerm | 20 | Network Model.IntPrjfolder\Network Data.IntPrjfolder\Main Grid.ElmNet\Bus240.ElmTerm\Cub_2.StaCubic | abc |  |  |  | 1 | 0
Line35 | ElmLne | Network Model.IntPrjfolder\Network Data.IntPrjfolder\Main Grid.ElmNet\Line35.ElmLne | 1 | bus2 | Bus91 | Network Model.IntPrjfolder\Network Data.IntPrjfolder\Main Grid.ElmNet\Bus91.ElmTerm | 20 | Network Model.IntPrjfolder\Network Data.IntPrjfolder\Main Grid.ElmNet\Bus91.ElmTerm\Cub_1.StaCubic | abc | Switch | cbk | 1 | 1 | 0
Line | ElmLne | Network Model.IntPrjfolder\Network Data.IntPrjfolder\Main Grid.ElmNet\Line.ElmLne | 0 | bus1 | Bus91 | Network Model.IntPrjfolder\Network Data.IntPrjfolder\Main Grid.ElmNet\Bus91.ElmTerm | 20 | Network Model.IntPrjfolder\Network Data.IntPrjfolder\Main Grid.ElmNet\Bus91.ElmTerm\Cub_3.StaCubic | abc | Switch | cbk | 1 | 1 | 0
Line | ElmLne | Network Model.IntPrjfolder\Network Data.IntPrjfolder\Main Grid.ElmNet\Line.ElmLne | 1 | bus2 | Bus93 | Network Model.IntPrjfolder\Network Data.IntPrjfolder\Main Grid.ElmNet\Bus93.ElmTerm | 20 | Network Model.IntPrjfolder\Network Data.IntPrjfolder\Main Grid.ElmNet\Bus93.ElmTerm\Cub_1.StaCubic | abc |  |  |  | 1 | 0
Line136 | ElmLne | Network Model.IntPrjfolder\Network Data.IntPrjfolder\Main Grid.ElmNet\Line136.ElmLne | 0 | bus1 | Bus93 | Network Model.IntPrjfolder\Network Data.IntPrjfolder\Main Grid.ElmNet\Bus93.ElmTerm | 20 | Network Model.IntPrjfolder\Network Data.IntPrjfolder\Main Grid.ElmNet\Bus93.ElmTerm\Cub_2.StaCubic | abc |  |  |  | 1 | 0
Line136 | ElmLne | Network Model.IntPrjfolder\Network Data.IntPrjfolder\Main Grid.ElmNet\Line136.ElmLne | 1 | bus2 | Bus241 | Network Model.IntPrjfolder\Network Data.IntPrjfolder\Main Grid.ElmNet\Bus241.ElmTerm | 20 | Network Model.IntPrjfolder\Network Data.IntPrjfolder\Main Grid.ElmNet\Bus241.ElmTerm\Cub_1.StaCubic | abc |  |  |  | 1 | 0
Line138 | ElmLne | Network Model.IntPrjfolder\Network Data.IntPrjfolder\Main Grid.ElmNet\Line138.ElmLne | 0 | bus1 | Bus93 | Network Model.IntPrjfolder\Network Data.IntPrjfolder\Main Grid.ElmNet\Bus93.ElmTerm | 20 | Network Model.IntPrjfolder\Network Data.IntPrjfolder\Main Grid.ElmNet\Bus93.ElmTerm\Cub_3.StaCubic | abc |  |  |  | 1 | 0
Line138 | ElmLne | Network Model.IntPrjfolder\Network Data.IntPrjfolder\Main Grid.ElmNet\Line138.ElmLne | 1 | bus2 | Bus244 | Network Model.IntPrjfolder\Network Data.IntPrjfolder\Main Grid.ElmNet\Bus244.ElmTerm | 20 | Network Model.IntPrjfolder\Network Data.IntPrjfolder\Main Grid.ElmNet\Bus244.ElmTerm\Cub_1.StaCubic | abc |  |  |  | 1 | 0
Line140 | ElmLne | Network Model.IntPrjfolder\Network Data.IntPrjfolder\Main Grid.ElmNet\Line140.ElmLne | 0 | bus1 | Bus244 | Network Model.IntPrjfolder\Network Data.IntPrjfolder\Main Grid.ElmNet\Bus244.ElmTerm | 20 | Network Model.IntPrjfolder\Network Data.IntPrjfolder\Main Grid.ElmNet\Bus244.ElmTerm\Cub_2.StaCubic | abc |  |  |  | 1 | 0
Line140 | ElmLne | Network Model.IntPrjfolder\Network Data.IntPrjfolder\Main Grid.ElmNet\Line140.ElmLne | 1 | bus2 | Bus247 | Network Model.IntPrjfolder\Network Data.IntPrjfolder\Main Grid.ElmNet\Bus247.ElmTerm | 20 | Network Model.IntPrjfolder\Network Data.IntPrjfolder\Main Grid.ElmNet\Bus247.ElmTerm\Cub_1.StaCubic | abc |  |  |  | 1 | 0
Line142 | ElmLne | Network Model.IntPrjfolder\Network Data.IntPrjfolder\Main Grid.ElmNet\Line142.ElmLne | 0 | bus1 | Bus247 | Network Model.IntPrjfolder\Network Data.IntPrjfolder\Main Grid.ElmNet\Bus247.ElmTerm | 20 | Network Model.IntPrjfolder\Network Data.IntPrjfolder\Main Grid.ElmNet\Bus247.ElmTerm\Cub_2.StaCubic | abc |  |  |  | 1 | 0
Line142 | ElmLne | Network Model.IntPrjfolder\Network Data.IntPrjfolder\Main Grid.ElmNet\Line142.ElmLne | 1 | bus2 | Bus250 | Network Model.IntPrjfolder\Network Data.IntPrjfolder\Main Grid.ElmNet\Bus250.ElmTerm | 20 | Network Model.IntPrjfolder\Network Data.IntPrjfolder\Main Grid.ElmNet\Bus250.ElmTerm\Cub_1.StaCubic | abc |  |  |  | 1 | 0
Line146 | ElmLne | Network Model.IntPrjfolder\Network Data.IntPrjfolder\Main Grid.ElmNet\Line146.ElmLne | 0 | bus1 | Bus250 | Network Model.IntPrjfolder\Network Data.IntPrjfolder\Main Grid.ElmNet\Bus250.ElmTerm | 20 | Network Model.IntPrjfolder\Network Data.IntPrjfolder\Main Grid.ElmNet\Bus250.ElmTerm\Cub_2.StaCubic | abc |  |  |  | 1 | 0
Line146 | ElmLne | Network Model.IntPrjfolder\Network Data.IntPrjfolder\Main Grid.ElmNet\Line146.ElmLne | 1 | bus2 | Bus254 | Network Model.IntPrjfolder\Network Data.IntPrjfolder\Main Grid.ElmNet\Bus254.ElmTerm | 20 | Network Model.IntPrjfolder\Network Data.IntPrjfolder\Main Grid.ElmNet\Bus254.ElmTerm\Cub_1.StaCubic | abc |  |  |  | 1 | 0
Line148 | ElmLne | Network Model.IntPrjfolder\Network Data.IntPrjfolder\Main Grid.ElmNet\Line148.ElmLne | 0 | bus1 | Bus254 | Network Model.IntPrjfolder\Network Data.IntPrjfolder\Main Grid.ElmNet\Bus254.ElmTerm | 20 | Network Model.IntPrjfolder\Network Data.IntPrjfolder\Main Grid.ElmNet\Bus254.ElmTerm\Cub_2.StaCubic | abc |  |  |  | 1 | 0
Line148 | ElmLne | Network Model.IntPrjfolder\Network Data.IntPrjfolder\Main Grid.ElmNet\Line148.ElmLne | 1 | bus2 | Bus257 | Network Model.IntPrjfolder\Network Data.IntPrjfolder\Main Grid.ElmNet\Bus257.ElmTerm | 20 | Network Model.IntPrjfolder\Network Data.IntPrjfolder\Main Grid.ElmNet\Bus257.ElmTerm\Cub_1.StaCubic | abc |  |  |  | 1 | 0
Line134 | ElmLne | Network Model.IntPrjfolder\Network Data.IntPrjfolder\Main Grid.ElmNet\Line134.ElmLne | 0 | bus1 | Bus240 | Network Model.IntPrjfolder\Network Data.IntPrjfolder\Main Grid.ElmNet\Bus240.ElmTerm | 20 | Network Model.IntPrjfolder\Network Data.IntPrjfolder\Main Grid.ElmNet\Bus240.ElmTerm\Cub_3.StaCubic | abc |  |  |  | 1 | 0
Line134 | ElmLne | Network Model.IntPrjfolder\Network Data.IntPrjfolder\Main Grid.ElmNet\Line134.ElmLne | 1 | bus2 | Terminal(14) | Network Model.IntPrjfolder\Network Data.IntPrjfolder\Main Grid.ElmNet\Terminal(14).ElmTerm | 20 | Network Model.IntPrjfolder\Network Data.IntPrjfolder\Main Grid.ElmNet\Terminal(14).ElmTerm\Cub_1.StaCubic | abc |  |  |  | 1 | 0
Line132 | ElmLne | Network Model.IntPrjfolder\Network Data.IntPrjfolder\Main Grid.ElmNet\Line132.ElmLne | 0 | bus1 | Bus258 | Network Model.IntPrjfolder\Network Data.IntPrjfolder\Main Grid.ElmNet\Bus258.ElmTerm | 20 | Network Model.IntPrjfolder\Network Data.IntPrjfolder\Main Grid.ElmNet\Bus258.ElmTerm\Cub_2.StaCubic | abc |  |  |  | 1 | 0
Line132 | ElmLne | Network Model.IntPrjfolder\Network Data.IntPrjfolder\Main Grid.ElmNet\Line132.ElmLne | 1 | bus2 | Bus84 | Network Model.IntPrjfolder\Network Data.IntPrjfolder\Main Grid.ElmNet\Bus84.ElmTerm | 20 | Network Model.IntPrjfolder\Network Data.IntPrjfolder\Main Grid.ElmNet\Bus84.ElmTerm\Cub_1.StaCubic | abc | Switch | cbk | 1 | 1 | 0
Line33 | ElmLne | Network Model.IntPrjfolder\Network Data.IntPrjfolder\Main Grid.ElmNet\Line33.ElmLne | 0 | bus1 | Bus84 | Network Model.IntPrjfolder\Network Data.IntPrjfolder\Main Grid.ElmNet\Bus84.ElmTerm | 20 | Network Model.IntPrjfolder\Network Data.IntPrjfolder\Main Grid.ElmNet\Bus84.ElmTerm\Cub_3.StaCubic | abc | Switch | cbk | 1 | 1 | 0
Line33 | ElmLne | Network Model.IntPrjfolder\Network Data.IntPrjfolder\Main Grid.ElmNet\Line33.ElmLne | 1 | bus2 | Bus86 | Network Model.IntPrjfolder\Network Data.IntPrjfolder\Main Grid.ElmNet\Bus86.ElmTerm | 20 | Network Model.IntPrjfolder\Network Data.IntPrjfolder\Main Grid.ElmNet\Bus86.ElmTerm\Cub_1.StaCubic | abc | Switch | cbk | 1 | 1 | 0
Line150 | ElmLne | Network Model.IntPrjfolder\Network Data.IntPrjfolder\Main Grid.ElmNet\Line150.ElmLne | 0 | bus1 | Bus86 | Network Model.IntPrjfolder\Network Data.IntPrjfolder\Main Grid.ElmNet\Bus86.ElmTerm | 20 | Network Model.IntPrjfolder\Network Data.IntPrjfolder\Main Grid.ElmNet\Bus86.ElmTerm\Cub_3.StaCubic | abc | Switch | cbk | 1 | 1 | 0
Line150 | ElmLne | Network Model.IntPrjfolder\Network Data.IntPrjfolder\Main Grid.ElmNet\Line150.ElmLne | 1 | bus2 | Bus261 | Network Model.IntPrjfolder\Network Data.IntPrjfolder\Main Grid.ElmNet\Bus261.ElmTerm | 20 | Network Model.IntPrjfolder\Network Data.IntPrjfolder\Main Grid.ElmNet\Bus261.ElmTerm\Cub_1.StaCubic | abc |  |  |  | 1 | 0
Line152 | ElmLne | Network Model.IntPrjfolder\Network Data.IntPrjfolder\Main Grid.ElmNet\Line152.ElmLne | 0 | bus1 | Bus261 | Network Model.IntPrjfolder\Network Data.IntPrjfolder\Main Grid.ElmNet\Bus261.ElmTerm | 20 | Network Model.IntPrjfolder\Network Data.IntPrjfolder\Main Grid.ElmNet\Bus261.ElmTerm\Cub_2.StaCubic | abc |  |  |  | 1 | 0
Line152 | ElmLne | Network Model.IntPrjfolder\Network Data.IntPrjfolder\Main Grid.ElmNet\Line152.ElmLne | 1 | bus2 | Bus262 | Network Model.IntPrjfolder\Network Data.IntPrjfolder\Main Grid.ElmNet\Bus262.ElmTerm | 20 | Network Model.IntPrjfolder\Network Data.IntPrjfolder\Main Grid.ElmNet\Bus262.ElmTerm\Cub_1.StaCubic | abc |  |  |  | 1 | 0
Line34 | ElmLne | Network Model.IntPrjfolder\Network Data.IntPrjfolder\Main Grid.ElmNet\Line34.ElmLne | 0 | bus1 | Bus86 | Network Model.IntPrjfolder\Network Data.IntPrjfolder\Main Grid.ElmNet\Bus86.ElmTerm | 20 | Network Model.IntPrjfolder\Network Data.IntPrjfolder\Main Grid.ElmNet\Bus86.ElmTerm\Cub_4.StaCubic | abc | Switch | cbk | 1 | 1 | 0
Line34 | ElmLne | Network Model.IntPrjfolder\Network Data.IntPrjfolder\Main Grid.ElmNet\Line34.ElmLne | 1 | bus2 | Bus88 | Network Model.IntPrjfolder\Network Data.IntPrjfolder\Main Grid.ElmNet\Bus88.ElmTerm | 20 | Network Model.IntPrjfolder\Network Data.IntPrjfolder\Main Grid.ElmNet\Bus88.ElmTerm\Cub_1.StaCubic | abc | Switch | cbk | 1 | 1 | 0
Line37 | ElmLne | Network Model.IntPrjfolder\Network Data.IntPrjfolder\Main Grid.ElmNet\Line37.ElmLne | 0 | bus1 | Bus88 | Network Model.IntPrjfolder\Network Data.IntPrjfolder\Main Grid.ElmNet\Bus88.ElmTerm | 20 | Network Model.IntPrjfolder\Network Data.IntPrjfolder\Main Grid.ElmNet\Bus88.ElmTerm\Cub_3.StaCubic | abc | Switch | cbk | 1 | 1 | 0
Line37 | ElmLne | Network Model.IntPrjfolder\Network Data.IntPrjfolder\Main Grid.ElmNet\Line37.ElmLne | 1 | bus2 | Terminal(15) | Network Model.IntPrjfolder\Network Data.IntPrjfolder\Main Grid.ElmNet\Terminal(15).ElmTerm | 20 | Network Model.IntPrjfolder\Network Data.IntPrjfolder\Main Grid.ElmNet\Terminal(15).ElmTerm\Cub_1.StaCubic | abc |  |  |  | 1 | 0
Line154 | ElmLne | Network Model.IntPrjfolder\Network Data.IntPrjfolder\Main Grid.ElmNet\Line154.ElmLne | 0 | bus1 | Bus263 | Network Model.IntPrjfolder\Network Data.IntPrjfolder\Main Grid.ElmNet\Bus263.ElmTerm | 20 | Network Model.IntPrjfolder\Network Data.IntPrjfolder\Main Grid.ElmNet\Bus263.ElmTerm\Cub_2.StaCubic | abc |  |  |  | 1 | 0
Line154 | ElmLne | Network Model.IntPrjfolder\Network Data.IntPrjfolder\Main Grid.ElmNet\Line154.ElmLne | 1 | bus2 | Bus95 | Network Model.IntPrjfolder\Network Data.IntPrjfolder\Main Grid.ElmNet\Bus95.ElmTerm | 20 | Network Model.IntPrjfolder\Network Data.IntPrjfolder\Main Grid.ElmNet\Bus95.ElmTerm\Cub_1.StaCubic | abc | Switch | cbk | 1 | 1 | 0
Line38 | ElmLne | Network Model.IntPrjfolder\Network Data.IntPrjfolder\Main Grid.ElmNet\Line38.ElmLne | 0 | bus1 | Bus95 | Network Model.IntPrjfolder\Network Data.IntPrjfolder\Main Grid.ElmNet\Bus95.ElmTerm | 20 | Network Model.IntPrjfolder\Network Data.IntPrjfolder\Main Grid.ElmNet\Bus95.ElmTerm\Cub_3.StaCubic | abc | Switch | cbk | 1 | 1 | 0
Line38 | ElmLne | Network Model.IntPrjfolder\Network Data.IntPrjfolder\Main Grid.ElmNet\Line38.ElmLne | 1 | bus2 | Bus97 | Network Model.IntPrjfolder\Network Data.IntPrjfolder\Main Grid.ElmNet\Bus97.ElmTerm | 20 | Network Model.IntPrjfolder\Network Data.IntPrjfolder\Main Grid.ElmNet\Bus97.ElmTerm\Cub_1.StaCubic | abc | Switch | cbk | 1 | 1 | 0
Line39 | ElmLne | Network Model.IntPrjfolder\Network Data.IntPrjfolder\Main Grid.ElmNet\Line39.ElmLne | 0 | bus1 | Bus97 | Network Model.IntPrjfolder\Network Data.IntPrjfolder\Main Grid.ElmNet\Bus97.ElmTerm | 20 | Network Model.IntPrjfolder\Network Data.IntPrjfolder\Main Grid.ElmNet\Bus97.ElmTerm\Cub_3.StaCubic | abc | Switch | cbk | 1 | 1 | 0
Line39 | ElmLne | Network Model.IntPrjfolder\Network Data.IntPrjfolder\Main Grid.ElmNet\Line39.ElmLne | 1 | bus2 | Bus264 | Network Model.IntPrjfolder\Network Data.IntPrjfolder\Main Grid.ElmNet\Bus264.ElmTerm | 20 | Network Model.IntPrjfolder\Network Data.IntPrjfolder\Main Grid.ElmNet\Bus264.ElmTerm\Cub_1.StaCubic | abc |  |  |  | 1 | 0
Line160 | ElmLne | Network Model.IntPrjfolder\Network Data.IntPrjfolder\Main Grid.ElmNet\Line160.ElmLne | 0 | bus1 | Bus264 | Network Model.IntPrjfolder\Network Data.IntPrjfolder\Main Grid.ElmNet\Bus264.ElmTerm | 20 | Network Model.IntPrjfolder\Network Data.IntPrjfolder\Main Grid.ElmNet\Bus264.ElmTerm\Cub_2.StaCubic | abc |  |  |  | 1 | 0
Line160 | ElmLne | Network Model.IntPrjfolder\Network Data.IntPrjfolder\Main Grid.ElmNet\Line160.ElmLne | 1 | bus2 | Terminal(16) | Network Model.IntPrjfolder\Network Data.IntPrjfolder\Main Grid.ElmNet\Terminal(16).ElmTerm | 20 | Network Model.IntPrjfolder\Network Data.IntPrjfolder\Main Grid.ElmNet\Terminal(16).ElmTerm\Cub_1.StaCubic | abc |  |  |  | 1 | 0
Line156 | ElmLne | Network Model.IntPrjfolder\Network Data.IntPrjfolder\Main Grid.ElmNet\Line156.ElmLne | 0 | bus1 | Bus264 | Network Model.IntPrjfolder\Network Data.IntPrjfolder\Main Grid.ElmNet\Bus264.ElmTerm | 20 | Network Model.IntPrjfolder\Network Data.IntPrjfolder\Main Grid.ElmNet\Bus264.ElmTerm\Cub_3.StaCubic | abc |  |  |  | 1 | 0
Line156 | ElmLne | Network Model.IntPrjfolder\Network Data.IntPrjfolder\Main Grid.ElmNet\Line156.ElmLne | 1 | bus2 | Bus99 | Network Model.IntPrjfolder\Network Data.IntPrjfolder\Main Grid.ElmNet\Bus99.ElmTerm | 20 | Network Model.IntPrjfolder\Network Data.IntPrjfolder\Main Grid.ElmNet\Bus99.ElmTerm\Cub_1.StaCubic | abc | Switch | cbk | 1 | 1 | 0
Line40 | ElmLne | Network Model.IntPrjfolder\Network Data.IntPrjfolder\Main Grid.ElmNet\Line40.ElmLne | 0 | bus1 | Bus99 | Network Model.IntPrjfolder\Network Data.IntPrjfolder\Main Grid.ElmNet\Bus99.ElmTerm | 20 | Network Model.IntPrjfolder\Network Data.IntPrjfolder\Main Grid.ElmNet\Bus99.ElmTerm\Cub_3.StaCubic | abc | Switch | cbk | 1 | 1 | 0
Line40 | ElmLne | Network Model.IntPrjfolder\Network Data.IntPrjfolder\Main Grid.ElmNet\Line40.ElmLne | 1 | bus2 | Bus101 | Network Model.IntPrjfolder\Network Data.IntPrjfolder\Main Grid.ElmNet\Bus101.ElmTerm | 20 | Network Model.IntPrjfolder\Network Data.IntPrjfolder\Main Grid.ElmNet\Bus101.ElmTerm\Cub_1.StaCubic | abc | Switch | cbk | 1 | 1 | 0
Line41 | ElmLne | Network Model.IntPrjfolder\Network Data.IntPrjfolder\Main Grid.ElmNet\Line41.ElmLne | 0 | bus1 | Bus101 | Network Model.IntPrjfolder\Network Data.IntPrjfolder\Main Grid.ElmNet\Bus101.ElmTerm | 20 | Network Model.IntPrjfolder\Network Data.IntPrjfolder\Main Grid.ElmNet\Bus101.ElmTerm\Cub_3.StaCubic | abc | Switch | cbk | 1 | 1 | 0
Line41 | ElmLne | Network Model.IntPrjfolder\Network Data.IntPrjfolder\Main Grid.ElmNet\Line41.ElmLne | 1 | bus2 | Bus270 | Network Model.IntPrjfolder\Network Data.IntPrjfolder\Main Grid.ElmNet\Bus270.ElmTerm | 20 | Network Model.IntPrjfolder\Network Data.IntPrjfolder\Main Grid.ElmNet\Bus270.ElmTerm\Cub_1.StaCubic | abc | Switch | cbk | 1 | 1 | 0
Line42 | ElmLne | Network Model.IntPrjfolder\Network Data.IntPrjfolder\Main Grid.ElmNet\Line42.ElmLne | 0 | bus1 | Bus270 | Network Model.IntPrjfolder\Network Data.IntPrjfolder\Main Grid.ElmNet\Bus270.ElmTerm | 20 | Network Model.IntPrjfolder\Network Data.IntPrjfolder\Main Grid.ElmNet\Bus270.ElmTerm\Cub_2.StaCubic | abc | Switch | cbk | 1 | 1 | 0
Line42 | ElmLne | Network Model.IntPrjfolder\Network Data.IntPrjfolder\Main Grid.ElmNet\Line42.ElmLne | 1 | bus2 | Bus105 | Network Model.IntPrjfolder\Network Data.IntPrjfolder\Main Grid.ElmNet\Bus105.ElmTerm | 20 | Network Model.IntPrjfolder\Network Data.IntPrjfolder\Main Grid.ElmNet\Bus105.ElmTerm\Cub_1.StaCubic | abc | Switch | cbk | 1 | 1 | 0
Line164 | ElmLne | Network Model.IntPrjfolder\Network Data.IntPrjfolder\Main Grid.ElmNet\Line164.ElmLne | 0 | bus1 | Bus105 | Network Model.IntPrjfolder\Network Data.IntPrjfolder\Main Grid.ElmNet\Bus105.ElmTerm | 20 | Network Model.IntPrjfolder\Network Data.IntPrjfolder\Main Grid.ElmNet\Bus105.ElmTerm\Cub_2.StaCubic | abc | Switch | cbk | 1 | 1 | 0
Line164 | ElmLne | Network Model.IntPrjfolder\Network Data.IntPrjfolder\Main Grid.ElmNet\Line164.ElmLne | 1 | bus2 | Terminal(17) | Network Model.IntPrjfolder\Network Data.IntPrjfolder\Main Grid.ElmNet\Terminal(17).ElmTerm | 20 | Network Model.IntPrjfolder\Network Data.IntPrjfolder\Main Grid.ElmNet\Terminal(17).ElmTerm\Cub_1.StaCubic | abc |  |  |  | 1 | 0
Line166 | ElmLne | Network Model.IntPrjfolder\Network Data.IntPrjfolder\Main Grid.ElmNet\Line166.ElmLne | 0 | bus1 | Bus105 | Network Model.IntPrjfolder\Network Data.IntPrjfolder\Main Grid.ElmNet\Bus105.ElmTerm | 20 | Network Model.IntPrjfolder\Network Data.IntPrjfolder\Main Grid.ElmNet\Bus105.ElmTerm\Cub_3.StaCubic | abc | Switch | cbk | 1 | 1 | 0
Line166 | ElmLne | Network Model.IntPrjfolder\Network Data.IntPrjfolder\Main Grid.ElmNet\Line166.ElmLne | 1 | bus2 | Bus276 | Network Model.IntPrjfolder\Network Data.IntPrjfolder\Main Grid.ElmNet\Bus276.ElmTerm | 20 | Network Model.IntPrjfolder\Network Data.IntPrjfolder\Main Grid.ElmNet\Bus276.ElmTerm\Cub_1.StaCubic | abc | Switch | cbk | 1 | 1 | 0
Line168 | ElmLne | Network Model.IntPrjfolder\Network Data.IntPrjfolder\Main Grid.ElmNet\Line168.ElmLne | 0 | bus1 | Bus276 | Network Model.IntPrjfolder\Network Data.IntPrjfolder\Main Grid.ElmNet\Bus276.ElmTerm | 20 | Network Model.IntPrjfolder\Network Data.IntPrjfolder\Main Grid.ElmNet\Bus276.ElmTerm\Cub_2.StaCubic | abc | Switch | cbk | 1 | 1 | 0
Line168 | ElmLne | Network Model.IntPrjfolder\Network Data.IntPrjfolder\Main Grid.ElmNet\Line168.ElmLne | 1 | bus2 | Bus279 | Network Model.IntPrjfolder\Network Data.IntPrjfolder\Main Grid.ElmNet\Bus279.ElmTerm | 20 | Network Model.IntPrjfolder\Network Data.IntPrjfolder\Main Grid.ElmNet\Bus279.ElmTerm\Cub_1.StaCubic | abc |  |  |  | 1 | 0
Line162 | ElmLne | Network Model.IntPrjfolder\Network Data.IntPrjfolder\Main Grid.ElmNet\Line162.ElmLne | 0 | bus1 | Bus270 | Network Model.IntPrjfolder\Network Data.IntPrjfolder\Main Grid.ElmNet\Bus270.ElmTerm | 20 | Network Model.IntPrjfolder\Network Data.IntPrjfolder\Main Grid.ElmNet\Bus270.ElmTerm\Cub_3.StaCubic | abc | Switch | cbk | 1 | 1 | 0
Line162 | ElmLne | Network Model.IntPrjfolder\Network Data.IntPrjfolder\Main Grid.ElmNet\Line162.ElmLne | 1 | bus2 | Bus103 | Network Model.IntPrjfolder\Network Data.IntPrjfolder\Main Grid.ElmNet\Bus103.ElmTerm | 20 | Network Model.IntPrjfolder\Network Data.IntPrjfolder\Main Grid.ElmNet\Bus103.ElmTerm\Cub_1.StaCubic | abc | Switch | cbk | 1 | 1 | 0
Line170 | ElmLne | Network Model.IntPrjfolder\Network Data.IntPrjfolder\Main Grid.ElmNet\Line170.ElmLne | 0 | bus1 | Bus103 | Network Model.IntPrjfolder\Network Data.IntPrjfolder\Main Grid.ElmNet\Bus103.ElmTerm | 20 | Network Model.IntPrjfolder\Network Data.IntPrjfolder\Main Grid.ElmNet\Bus103.ElmTerm\Cub_3.StaCubic | abc | Switch | cbk | 1 | 1 | 0
Line170 | ElmLne | Network Model.IntPrjfolder\Network Data.IntPrjfolder\Main Grid.ElmNet\Line170.ElmLne | 1 | bus2 | Terminal(18) | Network Model.IntPrjfolder\Network Data.IntPrjfolder\Main Grid.ElmNet\Terminal(18).ElmTerm | 20 | Network Model.IntPrjfolder\Network Data.IntPrjfolder\Main Grid.ElmNet\Terminal(18).ElmTerm\Cub_1.StaCubic | abc |  |  |  | 1 | 0
Line43 | ElmLne | Network Model.IntPrjfolder\Network Data.IntPrjfolder\Main Grid.ElmNet\Line43.ElmLne | 0 | bus1 | Bus108 | Network Model.IntPrjfolder\Network Data.IntPrjfolder\Main Grid.ElmNet\Bus108.ElmTerm | 20 | Network Model.IntPrjfolder\Network Data.IntPrjfolder\Main Grid.ElmNet\Bus108.ElmTerm\Cub_2.StaCubic | abc | Switch | cbk | 1 | 1 | 0
Line43 | ElmLne | Network Model.IntPrjfolder\Network Data.IntPrjfolder\Main Grid.ElmNet\Line43.ElmLne | 1 | bus2 | Bus107 | Network Model.IntPrjfolder\Network Data.IntPrjfolder\Main Grid.ElmNet\Bus107.ElmTerm | 20 | Network Model.IntPrjfolder\Network Data.IntPrjfolder\Main Grid.ElmNet\Bus107.ElmTerm\Cub_1.StaCubic | abc | Switch | cbk | 1 | 1 | 0
Line44 | ElmLne | Network Model.IntPrjfolder\Network Data.IntPrjfolder\Main Grid.ElmNet\Line44.ElmLne | 0 | bus1 | Bus107 | Network Model.IntPrjfolder\Network Data.IntPrjfolder\Main Grid.ElmNet\Bus107.ElmTerm | 20 | Network Model.IntPrjfolder\Network Data.IntPrjfolder\Main Grid.ElmNet\Bus107.ElmTerm\Cub_3.StaCubic | abc | Switch | cbk | 1 | 1 | 0
Line44 | ElmLne | Network Model.IntPrjfolder\Network Data.IntPrjfolder\Main Grid.ElmNet\Line44.ElmLne | 1 | bus2 | Bus110 | Network Model.IntPrjfolder\Network Data.IntPrjfolder\Main Grid.ElmNet\Bus110.ElmTerm | 20 | Network Model.IntPrjfolder\Network Data.IntPrjfolder\Main Grid.ElmNet\Bus110.ElmTerm\Cub_1.StaCubic | abc | Switch | cbk | 1 | 1 | 0
Line45 | ElmLne | Network Model.IntPrjfolder\Network Data.IntPrjfolder\Main Grid.ElmNet\Line45.ElmLne | 0 | bus1 | Bus110 | Network Model.IntPrjfolder\Network Data.IntPrjfolder\Main Grid.ElmNet\Bus110.ElmTerm | 20 | Network Model.IntPrjfolder\Network Data.IntPrjfolder\Main Grid.ElmNet\Bus110.ElmTerm\Cub_3.StaCubic | abc | Switch | cbk | 1 | 1 | 0
Line45 | ElmLne | Network Model.IntPrjfolder\Network Data.IntPrjfolder\Main Grid.ElmNet\Line45.ElmLne | 1 | bus2 | Bus112 | Network Model.IntPrjfolder\Network Data.IntPrjfolder\Main Grid.ElmNet\Bus112.ElmTerm | 20 | Network Model.IntPrjfolder\Network Data.IntPrjfolder\Main Grid.ElmNet\Bus112.ElmTerm\Cub_1.StaCubic | abc | Switch | cbk | 1 | 1 | 0
Line172 | ElmLne | Network Model.IntPrjfolder\Network Data.IntPrjfolder\Main Grid.ElmNet\Line172.ElmLne | 0 | bus1 | Bus112 | Network Model.IntPrjfolder\Network Data.IntPrjfolder\Main Grid.ElmNet\Bus112.ElmTerm | 20 | Network Model.IntPrjfolder\Network Data.IntPrjfolder\Main Grid.ElmNet\Bus112.ElmTerm\Cub_2.StaCubic | abc | Switch | cbk | 1 | 1 | 0
Line172 | ElmLne | Network Model.IntPrjfolder\Network Data.IntPrjfolder\Main Grid.ElmNet\Line172.ElmLne | 1 | bus2 | Bus280 | Network Model.IntPrjfolder\Network Data.IntPrjfolder\Main Grid.ElmNet\Bus280.ElmTerm | 20 | Network Model.IntPrjfolder\Network Data.IntPrjfolder\Main Grid.ElmNet\Bus280.ElmTerm\Cub_1.StaCubic | abc |  |  |  | 1 | 0
Line174 | ElmLne | Network Model.IntPrjfolder\Network Data.IntPrjfolder\Main Grid.ElmNet\Line174.ElmLne | 0 | bus1 | Bus112 | Network Model.IntPrjfolder\Network Data.IntPrjfolder\Main Grid.ElmNet\Bus112.ElmTerm | 20 | Network Model.IntPrjfolder\Network Data.IntPrjfolder\Main Grid.ElmNet\Bus112.ElmTerm\Cub_3.StaCubic | abc | Switch | cbk | 1 | 1 | 0
Line174 | ElmLne | Network Model.IntPrjfolder\Network Data.IntPrjfolder\Main Grid.ElmNet\Line174.ElmLne | 1 | bus2 | Bus284 | Network Model.IntPrjfolder\Network Data.IntPrjfolder\Main Grid.ElmNet\Bus284.ElmTerm | 20 | Network Model.IntPrjfolder\Network Data.IntPrjfolder\Main Grid.ElmNet\Bus284.ElmTerm\Cub_2.StaCubic | abc | Switch | cbk | 1 | 1 | 0
Line176 | ElmLne | Network Model.IntPrjfolder\Network Data.IntPrjfolder\Main Grid.ElmNet\Line176.ElmLne | 0 | bus1 | Bus284 | Network Model.IntPrjfolder\Network Data.IntPrjfolder\Main Grid.ElmNet\Bus284.ElmTerm | 20 | Network Model.IntPrjfolder\Network Data.IntPrjfolder\Main Grid.ElmNet\Bus284.ElmTerm\Cub_3.StaCubic | abc | Switch | cbk | 1 | 1 | 0
Line176 | ElmLne | Network Model.IntPrjfolder\Network Data.IntPrjfolder\Main Grid.ElmNet\Line176.ElmLne | 1 | bus2 | Bus286 | Network Model.IntPrjfolder\Network Data.IntPrjfolder\Main Grid.ElmNet\Bus286.ElmTerm | 20 | Network Model.IntPrjfolder\Network Data.IntPrjfolder\Main Grid.ElmNet\Bus286.ElmTerm\Cub_2.StaCubic | abc | Switch | cbk | 1 | 1 | 0
Line178 | ElmLne | Network Model.IntPrjfolder\Network Data.IntPrjfolder\Main Grid.ElmNet\Line178.ElmLne | 0 | bus1 | Bus286 | Network Model.IntPrjfolder\Network Data.IntPrjfolder\Main Grid.ElmNet\Bus286.ElmTerm | 20 | Network Model.IntPrjfolder\Network Data.IntPrjfolder\Main Grid.ElmNet\Bus286.ElmTerm\Cub_3.StaCubic | abc | Switch | cbk | 1 | 1 | 0
Line178 | ElmLne | Network Model.IntPrjfolder\Network Data.IntPrjfolder\Main Grid.ElmNet\Line178.ElmLne | 1 | bus2 | Terminal(19) | Network Model.IntPrjfolder\Network Data.IntPrjfolder\Main Grid.ElmNet\Terminal(19).ElmTerm | 20 | Network Model.IntPrjfolder\Network Data.IntPrjfolder\Main Grid.ElmNet\Terminal(19).ElmTerm\Cub_1.StaCubic | abc |  |  |  | 1 | 0
Line180 | ElmLne | Network Model.IntPrjfolder\Network Data.IntPrjfolder\Main Grid.ElmNet\Line180.ElmLne | 0 | bus1 | Terminal(20) | Network Model.IntPrjfolder\Network Data.IntPrjfolder\Main Grid.ElmNet\Terminal(20).ElmTerm | 20 | Network Model.IntPrjfolder\Network Data.IntPrjfolder\Main Grid.ElmNet\Terminal(20).ElmTerm\Cub_2.StaCubic | abc |  |  |  | 1 | 0
Line180 | ElmLne | Network Model.IntPrjfolder\Network Data.IntPrjfolder\Main Grid.ElmNet\Line180.ElmLne | 1 | bus2 | Bus289 | Network Model.IntPrjfolder\Network Data.IntPrjfolder\Main Grid.ElmNet\Bus289.ElmTerm | 20 | Network Model.IntPrjfolder\Network Data.IntPrjfolder\Main Grid.ElmNet\Bus289.ElmTerm\Cub_1.StaCubic | abc | Switch | cbk | 1 | 1 | 0
Line46 | ElmLne | Network Model.IntPrjfolder\Network Data.IntPrjfolder\Main Grid.ElmNet\Line46.ElmLne | 0 | bus1 | Bus289 | Network Model.IntPrjfolder\Network Data.IntPrjfolder\Main Grid.ElmNet\Bus289.ElmTerm | 20 | Network Model.IntPrjfolder\Network Data.IntPrjfolder\Main Grid.ElmNet\Bus289.ElmTerm\Cub_2.StaCubic | abc | Switch | cbk | 1 | 1 | 0
Line46 | ElmLne | Network Model.IntPrjfolder\Network Data.IntPrjfolder\Main Grid.ElmNet\Line46.ElmLne | 1 | bus2 | Bus115 | Network Model.IntPrjfolder\Network Data.IntPrjfolder\Main Grid.ElmNet\Bus115.ElmTerm | 20 | Network Model.IntPrjfolder\Network Data.IntPrjfolder\Main Grid.ElmNet\Bus115.ElmTerm\Cub_1.StaCubic | abc | Switch | cbk | 1 | 1 | 0
Line47 | ElmLne | Network Model.IntPrjfolder\Network Data.IntPrjfolder\Main Grid.ElmNet\Line47.ElmLne | 0 | bus1 | Bus115 | Network Model.IntPrjfolder\Network Data.IntPrjfolder\Main Grid.ElmNet\Bus115.ElmTerm | 20 | Network Model.IntPrjfolder\Network Data.IntPrjfolder\Main Grid.ElmNet\Bus115.ElmTerm\Cub_3.StaCubic | abc | Switch | cbk | 1 | 1 | 0
Line47 | ElmLne | Network Model.IntPrjfolder\Network Data.IntPrjfolder\Main Grid.ElmNet\Line47.ElmLne | 1 | bus2 | Bus117 | Network Model.IntPrjfolder\Network Data.IntPrjfolder\Main Grid.ElmNet\Bus117.ElmTerm | 20 | Network Model.IntPrjfolder\Network Data.IntPrjfolder\Main Grid.ElmNet\Bus117.ElmTerm\Cub_1.StaCubic | abc | Switch | cbk | 1 | 1 | 0
Line48 | ElmLne | Network Model.IntPrjfolder\Network Data.IntPrjfolder\Main Grid.ElmNet\Line48.ElmLne | 0 | bus1 | Bus117 | Network Model.IntPrjfolder\Network Data.IntPrjfolder\Main Grid.ElmNet\Bus117.ElmTerm | 20 | Network Model.IntPrjfolder\Network Data.IntPrjfolder\Main Grid.ElmNet\Bus117.ElmTerm\Cub_2.StaCubic | abc | Switch | cbk | 1 | 1 | 0
Line48 | ElmLne | Network Model.IntPrjfolder\Network Data.IntPrjfolder\Main Grid.ElmNet\Line48.ElmLne | 1 | bus2 | Bus119 | Network Model.IntPrjfolder\Network Data.IntPrjfolder\Main Grid.ElmNet\Bus119.ElmTerm | 20 | Network Model.IntPrjfolder\Network Data.IntPrjfolder\Main Grid.ElmNet\Bus119.ElmTerm\Cub_1.StaCubic | abc |  |  |  | 1 | 0
Line182 | ElmLne | Network Model.IntPrjfolder\Network Data.IntPrjfolder\Main Grid.ElmNet\Line182.ElmLne | 0 | bus1 | Bus117 | Network Model.IntPrjfolder\Network Data.IntPrjfolder\Main Grid.ElmNet\Bus117.ElmTerm | 20 | Network Model.IntPrjfolder\Network Data.IntPrjfolder\Main Grid.ElmNet\Bus117.ElmTerm\Cub_3.StaCubic | abc | Switch | cbk | 1 | 1 | 0
Line182 | ElmLne | Network Model.IntPrjfolder\Network Data.IntPrjfolder\Main Grid.ElmNet\Line182.ElmLne | 1 | bus2 | Bus290 | Network Model.IntPrjfolder\Network Data.IntPrjfolder\Main Grid.ElmNet\Bus290.ElmTerm | 20 | Network Model.IntPrjfolder\Network Data.IntPrjfolder\Main Grid.ElmNet\Bus290.ElmTerm\Cub_1.StaCubic | abc |  |  |  | 1 | 0
Line49 | ElmLne | Network Model.IntPrjfolder\Network Data.IntPrjfolder\Main Grid.ElmNet\Line49.ElmLne | 0 | bus1 | Bus117 | Network Model.IntPrjfolder\Network Data.IntPrjfolder\Main Grid.ElmNet\Bus117.ElmTerm | 20 | Network Model.IntPrjfolder\Network Data.IntPrjfolder\Main Grid.ElmNet\Bus117.ElmTerm\Cub_4.StaCubic | abc | Switch | cbk | 1 | 1 | 0
Line49 | ElmLne | Network Model.IntPrjfolder\Network Data.IntPrjfolder\Main Grid.ElmNet\Line49.ElmLne | 1 | bus2 | Bus121 | Network Model.IntPrjfolder\Network Data.IntPrjfolder\Main Grid.ElmNet\Bus121.ElmTerm | 20 | Network Model.IntPrjfolder\Network Data.IntPrjfolder\Main Grid.ElmNet\Bus121.ElmTerm\Cub_1.StaCubic | abc | Switch | cbk | 1 | 1 | 0
Line50 | ElmLne | Network Model.IntPrjfolder\Network Data.IntPrjfolder\Main Grid.ElmNet\Line50.ElmLne | 0 | bus1 | Bus121 | Network Model.IntPrjfolder\Network Data.IntPrjfolder\Main Grid.ElmNet\Bus121.ElmTerm | 20 | Network Model.IntPrjfolder\Network Data.IntPrjfolder\Main Grid.ElmNet\Bus121.ElmTerm\Cub_3.StaCubic | abc | Switch | cbk | 1 | 1 | 0
Line50 | ElmLne | Network Model.IntPrjfolder\Network Data.IntPrjfolder\Main Grid.ElmNet\Line50.ElmLne | 1 | bus2 | Bus122 | Network Model.IntPrjfolder\Network Data.IntPrjfolder\Main Grid.ElmNet\Bus122.ElmTerm | 20 | Network Model.IntPrjfolder\Network Data.IntPrjfolder\Main Grid.ElmNet\Bus122.ElmTerm\Cub_1.StaCubic | abc | Switch | cbk | 1 | 1 | 0
Line184 | ElmLne | Network Model.IntPrjfolder\Network Data.IntPrjfolder\Main Grid.ElmNet\Line184.ElmLne | 0 | bus1 | Bus122 | Network Model.IntPrjfolder\Network Data.IntPrjfolder\Main Grid.ElmNet\Bus122.ElmTerm | 20 | Network Model.IntPrjfolder\Network Data.IntPrjfolder\Main Grid.ElmNet\Bus122.ElmTerm\Cub_3.StaCubic | abc | Switch | cbk | 1 | 1 | 0
Line184 | ElmLne | Network Model.IntPrjfolder\Network Data.IntPrjfolder\Main Grid.ElmNet\Line184.ElmLne | 1 | bus2 | Bus294 | Network Model.IntPrjfolder\Network Data.IntPrjfolder\Main Grid.ElmNet\Bus294.ElmTerm | 20 | Network Model.IntPrjfolder\Network Data.IntPrjfolder\Main Grid.ElmNet\Bus294.ElmTerm\Cub_1.StaCubic | abc | Switch | cbk | 1 | 1 | 0
Line186 | ElmLne | Network Model.IntPrjfolder\Network Data.IntPrjfolder\Main Grid.ElmNet\Line186.ElmLne | 0 | bus1 | Bus294 | Network Model.IntPrjfolder\Network Data.IntPrjfolder\Main Grid.ElmNet\Bus294.ElmTerm | 20 | Network Model.IntPrjfolder\Network Data.IntPrjfolder\Main Grid.ElmNet\Bus294.ElmTerm\Cub_2.StaCubic | abc | Switch | cbk | 1 | 1 | 0
Line186 | ElmLne | Network Model.IntPrjfolder\Network Data.IntPrjfolder\Main Grid.ElmNet\Line186.ElmLne | 1 | bus2 | Bus298 | Network Model.IntPrjfolder\Network Data.IntPrjfolder\Main Grid.ElmNet\Bus298.ElmTerm | 20 | Network Model.IntPrjfolder\Network Data.IntPrjfolder\Main Grid.ElmNet\Bus298.ElmTerm\Cub_1.StaCubic | abc | Switch | cbk | 1 | 1 | 0
Line188 | ElmLne | Network Model.IntPrjfolder\Network Data.IntPrjfolder\Main Grid.ElmNet\Line188.ElmLne | 0 | bus1 | Bus289 | Network Model.IntPrjfolder\Network Data.IntPrjfolder\Main Grid.ElmNet\Bus289.ElmTerm | 20 | Network Model.IntPrjfolder\Network Data.IntPrjfolder\Main Grid.ElmNet\Bus289.ElmTerm\Cub_3.StaCubic | abc | Switch | cbk | 1 | 1 | 0
Line188 | ElmLne | Network Model.IntPrjfolder\Network Data.IntPrjfolder\Main Grid.ElmNet\Line188.ElmLne | 1 | bus2 | Bus299 | Network Model.IntPrjfolder\Network Data.IntPrjfolder\Main Grid.ElmNet\Bus299.ElmTerm | 20 | Network Model.IntPrjfolder\Network Data.IntPrjfolder\Main Grid.ElmNet\Bus299.ElmTerm\Cub_1.StaCubic | abc |  |  |  | 1 | 0
Line51 | ElmLne | Network Model.IntPrjfolder\Network Data.IntPrjfolder\Main Grid.ElmNet\Line51.ElmLne | 0 | bus1 | Bus299 | Network Model.IntPrjfolder\Network Data.IntPrjfolder\Main Grid.ElmNet\Bus299.ElmTerm | 20 | Network Model.IntPrjfolder\Network Data.IntPrjfolder\Main Grid.ElmNet\Bus299.ElmTerm\Cub_2.StaCubic | abc |  |  |  | 1 | 0
Line51 | ElmLne | Network Model.IntPrjfolder\Network Data.IntPrjfolder\Main Grid.ElmNet\Line51.ElmLne | 1 | bus2 | Bus124 | Network Model.IntPrjfolder\Network Data.IntPrjfolder\Main Grid.ElmNet\Bus124.ElmTerm | 20 | Network Model.IntPrjfolder\Network Data.IntPrjfolder\Main Grid.ElmNet\Bus124.ElmTerm\Cub_1.StaCubic | abc | Switch | cbk | 1 | 1 | 0
Line52 | ElmLne | Network Model.IntPrjfolder\Network Data.IntPrjfolder\Main Grid.ElmNet\Line52.ElmLne | 0 | bus1 | Bus124 | Network Model.IntPrjfolder\Network Data.IntPrjfolder\Main Grid.ElmNet\Bus124.ElmTerm | 20 | Network Model.IntPrjfolder\Network Data.IntPrjfolder\Main Grid.ElmNet\Bus124.ElmTerm\Cub_3.StaCubic | abc | Switch | cbk | 1 | 1 | 0
Line52 | ElmLne | Network Model.IntPrjfolder\Network Data.IntPrjfolder\Main Grid.ElmNet\Line52.ElmLne | 1 | bus2 | Terminal(24) | Network Model.IntPrjfolder\Network Data.IntPrjfolder\Main Grid.ElmNet\Terminal(24).ElmTerm | 20 | Network Model.IntPrjfolder\Network Data.IntPrjfolder\Main Grid.ElmNet\Terminal(24).ElmTerm\Cub_1.StaCubic | abc |  |  |  | 1 | 0
Line190 | ElmLne | Network Model.IntPrjfolder\Network Data.IntPrjfolder\Main Grid.ElmNet\Line190.ElmLne | 0 | bus1 | Bus300 | Network Model.IntPrjfolder\Network Data.IntPrjfolder\Main Grid.ElmNet\Bus300.ElmTerm | 20 | Network Model.IntPrjfolder\Network Data.IntPrjfolder\Main Grid.ElmNet\Bus300.ElmTerm\Cub_2.StaCubic | abc |  |  |  | 1 | 0
Line190 | ElmLne | Network Model.IntPrjfolder\Network Data.IntPrjfolder\Main Grid.ElmNet\Line190.ElmLne | 1 | bus2 | Bus126 | Network Model.IntPrjfolder\Network Data.IntPrjfolder\Main Grid.ElmNet\Bus126.ElmTerm | 20 | Network Model.IntPrjfolder\Network Data.IntPrjfolder\Main Grid.ElmNet\Bus126.ElmTerm\Cub_1.StaCubic | abc | Switch | cbk | 1 | 1 | 0
Line53 | ElmLne | Network Model.IntPrjfolder\Network Data.IntPrjfolder\Main Grid.ElmNet\Line53.ElmLne | 0 | bus1 | Bus126 | Network Model.IntPrjfolder\Network Data.IntPrjfolder\Main Grid.ElmNet\Bus126.ElmTerm | 20 | Network Model.IntPrjfolder\Network Data.IntPrjfolder\Main Grid.ElmNet\Bus126.ElmTerm\Cub_3.StaCubic | abc | Switch | cbk | 1 | 1 | 0
Line53 | ElmLne | Network Model.IntPrjfolder\Network Data.IntPrjfolder\Main Grid.ElmNet\Line53.ElmLne | 1 | bus2 | Bus128 | Network Model.IntPrjfolder\Network Data.IntPrjfolder\Main Grid.ElmNet\Bus128.ElmTerm | 20 | Network Model.IntPrjfolder\Network Data.IntPrjfolder\Main Grid.ElmNet\Bus128.ElmTerm\Cub_1.StaCubic | abc | Switch | cbk | 1 | 1 | 0
Line54 | ElmLne | Network Model.IntPrjfolder\Network Data.IntPrjfolder\Main Grid.ElmNet\Line54.ElmLne | 0 | bus1 | Bus128 | Network Model.IntPrjfolder\Network Data.IntPrjfolder\Main Grid.ElmNet\Bus128.ElmTerm | 20 | Network Model.IntPrjfolder\Network Data.IntPrjfolder\Main Grid.ElmNet\Bus128.ElmTerm\Cub_3.StaCubic | abc | Switch | cbk | 1 | 1 | 0
Line54 | ElmLne | Network Model.IntPrjfolder\Network Data.IntPrjfolder\Main Grid.ElmNet\Line54.ElmLne | 1 | bus2 | Bus130 | Network Model.IntPrjfolder\Network Data.IntPrjfolder\Main Grid.ElmNet\Bus130.ElmTerm | 20 | Network Model.IntPrjfolder\Network Data.IntPrjfolder\Main Grid.ElmNet\Bus130.ElmTerm\Cub_1.StaCubic | abc | Switch | cbk | 1 | 1 | 0
Line193 | ElmLne | Network Model.IntPrjfolder\Network Data.IntPrjfolder\Main Grid.ElmNet\Line193.ElmLne | 0 | bus1 | Bus130 | Network Model.IntPrjfolder\Network Data.IntPrjfolder\Main Grid.ElmNet\Bus130.ElmTerm | 20 | Network Model.IntPrjfolder\Network Data.IntPrjfolder\Main Grid.ElmNet\Bus130.ElmTerm\Cub_3.StaCubic | abc | Switch | cbk | 1 | 1 | 0
Line193 | ElmLne | Network Model.IntPrjfolder\Network Data.IntPrjfolder\Main Grid.ElmNet\Line193.ElmLne | 1 | bus2 | Terminal(25) | Network Model.IntPrjfolder\Network Data.IntPrjfolder\Main Grid.ElmNet\Terminal(25).ElmTerm | 20 | Network Model.IntPrjfolder\Network Data.IntPrjfolder\Main Grid.ElmNet\Terminal(25).ElmTerm\Cub_1.StaCubic | abc |  |  |  | 1 | 0
Cable SANGKAPURA | ElmLne | Network Model.IntPrjfolder\Network Data.IntPrjfolder\Main Grid.ElmNet\Cable SANGKAPURA.ElmLne | 0 | bus1 | Terminal(26) | Network Model.IntPrjfolder\Network Data.IntPrjfolder\Main Grid.ElmNet\Terminal(26).ElmTerm | 20 | Network Model.IntPrjfolder\Network Data.IntPrjfolder\Main Grid.ElmNet\Terminal(26).ElmTerm\Cub_2.StaCubic | abc |  |  |  | 1 | 0
Cable SANGKAPURA | ElmLne | Network Model.IntPrjfolder\Network Data.IntPrjfolder\Main Grid.ElmNet\Cable SANGKAPURA.ElmLne | 1 | bus2 | Bus186 | Network Model.IntPrjfolder\Network Data.IntPrjfolder\Main Grid.ElmNet\Bus186.ElmTerm | 20 | Network Model.IntPrjfolder\Network Data.IntPrjfolder\Main Grid.ElmNet\Bus186.ElmTerm\Cub_1.StaCubic | abc |  |  |  | 1 | 0
Line82 | ElmLne | Network Model.IntPrjfolder\Network Data.IntPrjfolder\Main Grid.ElmNet\Line82.ElmLne | 0 | bus1 | Bus186 | Network Model.IntPrjfolder\Network Data.IntPrjfolder\Main Grid.ElmNet\Bus186.ElmTerm | 20 | Network Model.IntPrjfolder\Network Data.IntPrjfolder\Main Grid.ElmNet\Bus186.ElmTerm\Cub_2.StaCubic | abc |  |  |  | 1 | 0
Line82 | ElmLne | Network Model.IntPrjfolder\Network Data.IntPrjfolder\Main Grid.ElmNet\Line82.ElmLne | 1 | bus2 | Bus311 | Network Model.IntPrjfolder\Network Data.IntPrjfolder\Main Grid.ElmNet\Bus311.ElmTerm | 20 | Network Model.IntPrjfolder\Network Data.IntPrjfolder\Main Grid.ElmNet\Bus311.ElmTerm\Cub_1.StaCubic | abc | Switch | cbk | 1 | 1 | 0
Line197 | ElmLne | Network Model.IntPrjfolder\Network Data.IntPrjfolder\Main Grid.ElmNet\Line197.ElmLne | 0 | bus1 | Bus311 | Network Model.IntPrjfolder\Network Data.IntPrjfolder\Main Grid.ElmNet\Bus311.ElmTerm | 20 | Network Model.IntPrjfolder\Network Data.IntPrjfolder\Main Grid.ElmNet\Bus311.ElmTerm\Cub_3.StaCubic | abc | Switch | cbk | 1 | 1 | 0
Line197 | ElmLne | Network Model.IntPrjfolder\Network Data.IntPrjfolder\Main Grid.ElmNet\Line197.ElmLne | 1 | bus2 | Bus48 | Network Model.IntPrjfolder\Network Data.IntPrjfolder\Main Grid.ElmNet\Bus48.ElmTerm | 20 | Network Model.IntPrjfolder\Network Data.IntPrjfolder\Main Grid.ElmNet\Bus48.ElmTerm\Cub_1.StaCubic | abc | Switch | cbk | 1 | 1 | 0
Line63 | ElmLne | Network Model.IntPrjfolder\Network Data.IntPrjfolder\Main Grid.ElmNet\Line63.ElmLne | 0 | bus1 | Bus48 | Network Model.IntPrjfolder\Network Data.IntPrjfolder\Main Grid.ElmNet\Bus48.ElmTerm | 20 | Network Model.IntPrjfolder\Network Data.IntPrjfolder\Main Grid.ElmNet\Bus48.ElmTerm\Cub_2.StaCubic | abc | Switch | cbk | 1 | 1 | 0
Line63 | ElmLne | Network Model.IntPrjfolder\Network Data.IntPrjfolder\Main Grid.ElmNet\Line63.ElmLne | 1 | bus2 | Bus150 | Network Model.IntPrjfolder\Network Data.IntPrjfolder\Main Grid.ElmNet\Bus150.ElmTerm | 20 | Network Model.IntPrjfolder\Network Data.IntPrjfolder\Main Grid.ElmNet\Bus150.ElmTerm\Cub_1.StaCubic | abc | Switch | cbk | 1 | 1 | 0
Line199 | ElmLne | Network Model.IntPrjfolder\Network Data.IntPrjfolder\Main Grid.ElmNet\Line199.ElmLne | 0 | bus1 | Bus314 | Network Model.IntPrjfolder\Network Data.IntPrjfolder\Main Grid.ElmNet\Bus314.ElmTerm | 20 | Network Model.IntPrjfolder\Network Data.IntPrjfolder\Main Grid.ElmNet\Bus314.ElmTerm\Cub_1.StaCubic | abc |  |  |  | 1 | 0
Line199 | ElmLne | Network Model.IntPrjfolder\Network Data.IntPrjfolder\Main Grid.ElmNet\Line199.ElmLne | 1 | bus2 | Bus48 | Network Model.IntPrjfolder\Network Data.IntPrjfolder\Main Grid.ElmNet\Bus48.ElmTerm | 20 | Network Model.IntPrjfolder\Network Data.IntPrjfolder\Main Grid.ElmNet\Bus48.ElmTerm\Cub_3.StaCubic | abc | Switch | cbk | 1 | 1 | 0
Line65 | ElmLne | Network Model.IntPrjfolder\Network Data.IntPrjfolder\Main Grid.ElmNet\Line65.ElmLne | 0 | bus1 | Terminal(29) | Network Model.IntPrjfolder\Network Data.IntPrjfolder\Main Grid.ElmNet\Terminal(29).ElmTerm | 20 | Network Model.IntPrjfolder\Network Data.IntPrjfolder\Main Grid.ElmNet\Terminal(29).ElmTerm\Cub_1.StaCubic | abc |  |  |  | 1 | 0
Line65 | ElmLne | Network Model.IntPrjfolder\Network Data.IntPrjfolder\Main Grid.ElmNet\Line65.ElmLne | 1 | bus2 | Bus48 | Network Model.IntPrjfolder\Network Data.IntPrjfolder\Main Grid.ElmNet\Bus48.ElmTerm | 20 | Network Model.IntPrjfolder\Network Data.IntPrjfolder\Main Grid.ElmNet\Bus48.ElmTerm\Cub_4.StaCubic | abc | Switch | cbk | 1 | 1 | 0
Line201 | ElmLne | Network Model.IntPrjfolder\Network Data.IntPrjfolder\Main Grid.ElmNet\Line201.ElmLne | 0 | bus1 | Bus315 | Network Model.IntPrjfolder\Network Data.IntPrjfolder\Main Grid.ElmNet\Bus315.ElmTerm | 20 | Network Model.IntPrjfolder\Network Data.IntPrjfolder\Main Grid.ElmNet\Bus315.ElmTerm\Cub_2.StaCubic | abc |  |  |  | 1 | 0
Line201 | ElmLne | Network Model.IntPrjfolder\Network Data.IntPrjfolder\Main Grid.ElmNet\Line201.ElmLne | 1 | bus2 | Bus155 | Network Model.IntPrjfolder\Network Data.IntPrjfolder\Main Grid.ElmNet\Bus155.ElmTerm | 20 | Network Model.IntPrjfolder\Network Data.IntPrjfolder\Main Grid.ElmNet\Bus155.ElmTerm\Cub_1.StaCubic | abc | Switch | cbk | 1 | 1 | 0
Line203 | ElmLne | Network Model.IntPrjfolder\Network Data.IntPrjfolder\Main Grid.ElmNet\Line203.ElmLne | 0 | bus1 | Bus155 | Network Model.IntPrjfolder\Network Data.IntPrjfolder\Main Grid.ElmNet\Bus155.ElmTerm | 20 | Network Model.IntPrjfolder\Network Data.IntPrjfolder\Main Grid.ElmNet\Bus155.ElmTerm\Cub_2.StaCubic | abc | Switch | cbk | 1 | 1 | 0
Line203 | ElmLne | Network Model.IntPrjfolder\Network Data.IntPrjfolder\Main Grid.ElmNet\Line203.ElmLne | 1 | bus2 | Bus316 | Network Model.IntPrjfolder\Network Data.IntPrjfolder\Main Grid.ElmNet\Bus316.ElmTerm | 20 | Network Model.IntPrjfolder\Network Data.IntPrjfolder\Main Grid.ElmNet\Bus316.ElmTerm\Cub_1.StaCubic | abc |  |  |  | 1 | 0
Line205 | ElmLne | Network Model.IntPrjfolder\Network Data.IntPrjfolder\Main Grid.ElmNet\Line205.ElmLne | 0 | bus1 | Bus316 | Network Model.IntPrjfolder\Network Data.IntPrjfolder\Main Grid.ElmNet\Bus316.ElmTerm | 20 | Network Model.IntPrjfolder\Network Data.IntPrjfolder\Main Grid.ElmNet\Bus316.ElmTerm\Cub_2.StaCubic | abc |  |  |  | 1 | 0
Line205 | ElmLne | Network Model.IntPrjfolder\Network Data.IntPrjfolder\Main Grid.ElmNet\Line205.ElmLne | 1 | bus2 | Bus319 | Network Model.IntPrjfolder\Network Data.IntPrjfolder\Main Grid.ElmNet\Bus319.ElmTerm | 20 | Network Model.IntPrjfolder\Network Data.IntPrjfolder\Main Grid.ElmNet\Bus319.ElmTerm\Cub_1.StaCubic | abc |  |  |  | 1 | 0
Line66 | ElmLne | Network Model.IntPrjfolder\Network Data.IntPrjfolder\Main Grid.ElmNet\Line66.ElmLne | 0 | bus1 | Bus155 | Network Model.IntPrjfolder\Network Data.IntPrjfolder\Main Grid.ElmNet\Bus155.ElmTerm | 20 | Network Model.IntPrjfolder\Network Data.IntPrjfolder\Main Grid.ElmNet\Bus155.ElmTerm\Cub_3.StaCubic | abc | Switch | cbk | 1 | 1 | 0
Line66 | ElmLne | Network Model.IntPrjfolder\Network Data.IntPrjfolder\Main Grid.ElmNet\Line66.ElmLne | 1 | bus2 | Terminal(30) | Network Model.IntPrjfolder\Network Data.IntPrjfolder\Main Grid.ElmNet\Terminal(30).ElmTerm | 20 | Network Model.IntPrjfolder\Network Data.IntPrjfolder\Main Grid.ElmNet\Terminal(30).ElmTerm\Cub_1.StaCubic | abc |  |  |  | 1 | 0
Line207 | ElmLne | Network Model.IntPrjfolder\Network Data.IntPrjfolder\Main Grid.ElmNet\Line207.ElmLne | 0 | bus1 | Terminal(30) | Network Model.IntPrjfolder\Network Data.IntPrjfolder\Main Grid.ElmNet\Terminal(30).ElmTerm | 20 | Network Model.IntPrjfolder\Network Data.IntPrjfolder\Main Grid.ElmNet\Terminal(30).ElmTerm\Cub_2.StaCubic | abc |  |  |  | 1 | 0
Line207 | ElmLne | Network Model.IntPrjfolder\Network Data.IntPrjfolder\Main Grid.ElmNet\Line207.ElmLne | 1 | bus2 | Bus157 | Network Model.IntPrjfolder\Network Data.IntPrjfolder\Main Grid.ElmNet\Bus157.ElmTerm | 20 | Network Model.IntPrjfolder\Network Data.IntPrjfolder\Main Grid.ElmNet\Bus157.ElmTerm\Cub_1.StaCubic | abc | Switch | cbk | 1 | 1 | 0
Line67 | ElmLne | Network Model.IntPrjfolder\Network Data.IntPrjfolder\Main Grid.ElmNet\Line67.ElmLne | 0 | bus1 | Bus157 | Network Model.IntPrjfolder\Network Data.IntPrjfolder\Main Grid.ElmNet\Bus157.ElmTerm | 20 | Network Model.IntPrjfolder\Network Data.IntPrjfolder\Main Grid.ElmNet\Bus157.ElmTerm\Cub_3.StaCubic | abc | Switch | cbk | 1 | 1 | 0
Line67 | ElmLne | Network Model.IntPrjfolder\Network Data.IntPrjfolder\Main Grid.ElmNet\Line67.ElmLne | 1 | bus2 | Bus159 | Network Model.IntPrjfolder\Network Data.IntPrjfolder\Main Grid.ElmNet\Bus159.ElmTerm | 20 | Network Model.IntPrjfolder\Network Data.IntPrjfolder\Main Grid.ElmNet\Bus159.ElmTerm\Cub_1.StaCubic | abc | Switch | cbk | 1 | 1 | 0
Line209 | ElmLne | Network Model.IntPrjfolder\Network Data.IntPrjfolder\Main Grid.ElmNet\Line209.ElmLne | 0 | bus1 | Bus159 | Network Model.IntPrjfolder\Network Data.IntPrjfolder\Main Grid.ElmNet\Bus159.ElmTerm | 20 | Network Model.IntPrjfolder\Network Data.IntPrjfolder\Main Grid.ElmNet\Bus159.ElmTerm\Cub_2.StaCubic | abc | Switch | cbk | 1 | 1 | 0
Line209 | ElmLne | Network Model.IntPrjfolder\Network Data.IntPrjfolder\Main Grid.ElmNet\Line209.ElmLne | 1 | bus2 | Bus321 | Network Model.IntPrjfolder\Network Data.IntPrjfolder\Main Grid.ElmNet\Bus321.ElmTerm | 20 | Network Model.IntPrjfolder\Network Data.IntPrjfolder\Main Grid.ElmNet\Bus321.ElmTerm\Cub_1.StaCubic | abc |  |  |  | 1 | 0
Line211 | ElmLne | Network Model.IntPrjfolder\Network Data.IntPrjfolder\Main Grid.ElmNet\Line211.ElmLne | 0 | bus1 | Bus321 | Network Model.IntPrjfolder\Network Data.IntPrjfolder\Main Grid.ElmNet\Bus321.ElmTerm | 20 | Network Model.IntPrjfolder\Network Data.IntPrjfolder\Main Grid.ElmNet\Bus321.ElmTerm\Cub_2.StaCubic | abc |  |  |  | 1 | 0
Line211 | ElmLne | Network Model.IntPrjfolder\Network Data.IntPrjfolder\Main Grid.ElmNet\Line211.ElmLne | 1 | bus2 | Bus324 | Network Model.IntPrjfolder\Network Data.IntPrjfolder\Main Grid.ElmNet\Bus324.ElmTerm | 20 | Network Model.IntPrjfolder\Network Data.IntPrjfolder\Main Grid.ElmNet\Bus324.ElmTerm\Cub_1.StaCubic | abc |  |  |  | 1 | 0
Line213 | ElmLne | Network Model.IntPrjfolder\Network Data.IntPrjfolder\Main Grid.ElmNet\Line213.ElmLne | 0 | bus1 | Bus324 | Network Model.IntPrjfolder\Network Data.IntPrjfolder\Main Grid.ElmNet\Bus324.ElmTerm | 20 | Network Model.IntPrjfolder\Network Data.IntPrjfolder\Main Grid.ElmNet\Bus324.ElmTerm\Cub_2.StaCubic | abc |  |  |  | 1 | 0
Line213 | ElmLne | Network Model.IntPrjfolder\Network Data.IntPrjfolder\Main Grid.ElmNet\Line213.ElmLne | 1 | bus2 | Bus328 | Network Model.IntPrjfolder\Network Data.IntPrjfolder\Main Grid.ElmNet\Bus328.ElmTerm | 20 | Network Model.IntPrjfolder\Network Data.IntPrjfolder\Main Grid.ElmNet\Bus328.ElmTerm\Cub_1.StaCubic | abc |  |  |  | 1 | 0
Line68 | ElmLne | Network Model.IntPrjfolder\Network Data.IntPrjfolder\Main Grid.ElmNet\Line68.ElmLne | 0 | bus1 | Bus159 | Network Model.IntPrjfolder\Network Data.IntPrjfolder\Main Grid.ElmNet\Bus159.ElmTerm | 20 | Network Model.IntPrjfolder\Network Data.IntPrjfolder\Main Grid.ElmNet\Bus159.ElmTerm\Cub_3.StaCubic | abc | Switch | cbk | 1 | 1 | 0
Line68 | ElmLne | Network Model.IntPrjfolder\Network Data.IntPrjfolder\Main Grid.ElmNet\Line68.ElmLne | 1 | bus2 | Bus161 | Network Model.IntPrjfolder\Network Data.IntPrjfolder\Main Grid.ElmNet\Bus161.ElmTerm | 20 | Network Model.IntPrjfolder\Network Data.IntPrjfolder\Main Grid.ElmNet\Bus161.ElmTerm\Cub_1.StaCubic | abc | Switch | cbk | 1 | 1 | 0
Line69 | ElmLne | Network Model.IntPrjfolder\Network Data.IntPrjfolder\Main Grid.ElmNet\Line69.ElmLne | 0 | bus1 | Bus161 | Network Model.IntPrjfolder\Network Data.IntPrjfolder\Main Grid.ElmNet\Bus161.ElmTerm | 20 | Network Model.IntPrjfolder\Network Data.IntPrjfolder\Main Grid.ElmNet\Bus161.ElmTerm\Cub_3.StaCubic | abc | Switch | cbk | 1 | 1 | 0
Line69 | ElmLne | Network Model.IntPrjfolder\Network Data.IntPrjfolder\Main Grid.ElmNet\Line69.ElmLne | 1 | bus2 | Bus163 | Network Model.IntPrjfolder\Network Data.IntPrjfolder\Main Grid.ElmNet\Bus163.ElmTerm | 20 | Network Model.IntPrjfolder\Network Data.IntPrjfolder\Main Grid.ElmNet\Bus163.ElmTerm\Cub_1.StaCubic | abc | Switch | cbk | 1 | 1 | 0
Line72 | ElmLne | Network Model.IntPrjfolder\Network Data.IntPrjfolder\Main Grid.ElmNet\Line72.ElmLne | 0 | bus1 | Bus169 | Network Model.IntPrjfolder\Network Data.IntPrjfolder\Main Grid.ElmNet\Bus169.ElmTerm | 20 | Network Model.IntPrjfolder\Network Data.IntPrjfolder\Main Grid.ElmNet\Bus169.ElmTerm\Cub_1.StaCubic | abc |  |  |  | 1 | 0
Line72 | ElmLne | Network Model.IntPrjfolder\Network Data.IntPrjfolder\Main Grid.ElmNet\Line72.ElmLne | 1 | bus2 | Bus167 | Network Model.IntPrjfolder\Network Data.IntPrjfolder\Main Grid.ElmNet\Bus167.ElmTerm | 20 | Network Model.IntPrjfolder\Network Data.IntPrjfolder\Main Grid.ElmNet\Bus167.ElmTerm\Cub_1.StaCubic | abc | Switch | cbk | 1 | 1 | 0
Line70 | ElmLne | Network Model.IntPrjfolder\Network Data.IntPrjfolder\Main Grid.ElmNet\Line70.ElmLne | 0 | bus1 | Bus163 | Network Model.IntPrjfolder\Network Data.IntPrjfolder\Main Grid.ElmNet\Bus163.ElmTerm | 20 | Network Model.IntPrjfolder\Network Data.IntPrjfolder\Main Grid.ElmNet\Bus163.ElmTerm\Cub_2.StaCubic | abc | Switch | cbk | 1 | 1 | 0
Line70 | ElmLne | Network Model.IntPrjfolder\Network Data.IntPrjfolder\Main Grid.ElmNet\Line70.ElmLne | 1 | bus2 | Bus165 | Network Model.IntPrjfolder\Network Data.IntPrjfolder\Main Grid.ElmNet\Bus165.ElmTerm | 20 | Network Model.IntPrjfolder\Network Data.IntPrjfolder\Main Grid.ElmNet\Bus165.ElmTerm\Cub_2.StaCubic | abc | Switch | cbk | 1 | 1 | 0
Line71 | ElmLne | Network Model.IntPrjfolder\Network Data.IntPrjfolder\Main Grid.ElmNet\Line71.ElmLne | 0 | bus1 | Bus167 | Network Model.IntPrjfolder\Network Data.IntPrjfolder\Main Grid.ElmNet\Bus167.ElmTerm | 20 | Network Model.IntPrjfolder\Network Data.IntPrjfolder\Main Grid.ElmNet\Bus167.ElmTerm\Cub_3.StaCubic | abc | Switch | cbk | 1 | 1 | 0
Line71 | ElmLne | Network Model.IntPrjfolder\Network Data.IntPrjfolder\Main Grid.ElmNet\Line71.ElmLne | 1 | bus2 | Bus165 | Network Model.IntPrjfolder\Network Data.IntPrjfolder\Main Grid.ElmNet\Bus165.ElmTerm | 20 | Network Model.IntPrjfolder\Network Data.IntPrjfolder\Main Grid.ElmNet\Bus165.ElmTerm\Cub_3.StaCubic | abc | Switch | cbk | 1 | 1 | 0
Line215 | ElmLne | Network Model.IntPrjfolder\Network Data.IntPrjfolder\Main Grid.ElmNet\Line215.ElmLne | 0 | bus1 | Bus163 | Network Model.IntPrjfolder\Network Data.IntPrjfolder\Main Grid.ElmNet\Bus163.ElmTerm | 20 | Network Model.IntPrjfolder\Network Data.IntPrjfolder\Main Grid.ElmNet\Bus163.ElmTerm\Cub_3.StaCubic | abc | Switch | cbk | 1 | 1 | 0
Line215 | ElmLne | Network Model.IntPrjfolder\Network Data.IntPrjfolder\Main Grid.ElmNet\Line215.ElmLne | 1 | bus2 | Terminal(31) | Network Model.IntPrjfolder\Network Data.IntPrjfolder\Main Grid.ElmNet\Terminal(31).ElmTerm | 20 | Network Model.IntPrjfolder\Network Data.IntPrjfolder\Main Grid.ElmNet\Terminal(31).ElmTerm\Cub_1.StaCubic | abc |  |  |  | 1 | 0
Line217 | ElmLne | Network Model.IntPrjfolder\Network Data.IntPrjfolder\Main Grid.ElmNet\Line217.ElmLne | 0 | bus1 | Terminal(31) | Network Model.IntPrjfolder\Network Data.IntPrjfolder\Main Grid.ElmNet\Terminal(31).ElmTerm | 20 | Network Model.IntPrjfolder\Network Data.IntPrjfolder\Main Grid.ElmNet\Terminal(31).ElmTerm\Cub_2.StaCubic | abc |  |  |  | 1 | 0
Line217 | ElmLne | Network Model.IntPrjfolder\Network Data.IntPrjfolder\Main Grid.ElmNet\Line217.ElmLne | 1 | bus2 | Terminal(32) | Network Model.IntPrjfolder\Network Data.IntPrjfolder\Main Grid.ElmNet\Terminal(32).ElmTerm | 20 | Network Model.IntPrjfolder\Network Data.IntPrjfolder\Main Grid.ElmNet\Terminal(32).ElmTerm\Cub_1.StaCubic | abc |  |  |  | 1 | 0
Line73 | ElmLne | Network Model.IntPrjfolder\Network Data.IntPrjfolder\Main Grid.ElmNet\Line73.ElmLne | 0 | bus1 | Terminal(33) | Network Model.IntPrjfolder\Network Data.IntPrjfolder\Main Grid.ElmNet\Terminal(33).ElmTerm | 20 | Network Model.IntPrjfolder\Network Data.IntPrjfolder\Main Grid.ElmNet\Terminal(33).ElmTerm\Cub_1.StaCubic | abc |  |  |  | 1 | 0
Line73 | ElmLne | Network Model.IntPrjfolder\Network Data.IntPrjfolder\Main Grid.ElmNet\Line73.ElmLne | 1 | bus2 | Bus163 | Network Model.IntPrjfolder\Network Data.IntPrjfolder\Main Grid.ElmNet\Bus163.ElmTerm | 20 | Network Model.IntPrjfolder\Network Data.IntPrjfolder\Main Grid.ElmNet\Bus163.ElmTerm\Cub_4.StaCubic | abc | Switch | cbk | 1 | 1 | 0
Line219 | ElmLne | Network Model.IntPrjfolder\Network Data.IntPrjfolder\Main Grid.ElmNet\Line219.ElmLne | 0 | bus1 | Bus334 | Network Model.IntPrjfolder\Network Data.IntPrjfolder\Main Grid.ElmNet\Bus334.ElmTerm | 20 | Network Model.IntPrjfolder\Network Data.IntPrjfolder\Main Grid.ElmNet\Bus334.ElmTerm\Cub_2.StaCubic | abc |  |  |  | 1 | 0
Line219 | ElmLne | Network Model.IntPrjfolder\Network Data.IntPrjfolder\Main Grid.ElmNet\Line219.ElmLne | 1 | bus2 | Bus171 | Network Model.IntPrjfolder\Network Data.IntPrjfolder\Main Grid.ElmNet\Bus171.ElmTerm | 20 | Network Model.IntPrjfolder\Network Data.IntPrjfolder\Main Grid.ElmNet\Bus171.ElmTerm\Cub_1.StaCubic | abc | Switch | cbk | 1 | 1 | 0
Line74 | ElmLne | Network Model.IntPrjfolder\Network Data.IntPrjfolder\Main Grid.ElmNet\Line74.ElmLne | 0 | bus1 | Bus171 | Network Model.IntPrjfolder\Network Data.IntPrjfolder\Main Grid.ElmNet\Bus171.ElmTerm | 20 | Network Model.IntPrjfolder\Network Data.IntPrjfolder\Main Grid.ElmNet\Bus171.ElmTerm\Cub_3.StaCubic | abc | Switch | cbk | 1 | 1 | 0
Line74 | ElmLne | Network Model.IntPrjfolder\Network Data.IntPrjfolder\Main Grid.ElmNet\Line74.ElmLne | 1 | bus2 | Bus173 | Network Model.IntPrjfolder\Network Data.IntPrjfolder\Main Grid.ElmNet\Bus173.ElmTerm | 20 | Network Model.IntPrjfolder\Network Data.IntPrjfolder\Main Grid.ElmNet\Bus173.ElmTerm\Cub_1.StaCubic | abc | Switch | cbk | 1 | 1 | 0
Line75 | ElmLne | Network Model.IntPrjfolder\Network Data.IntPrjfolder\Main Grid.ElmNet\Line75.ElmLne | 0 | bus1 | Bus171 | Network Model.IntPrjfolder\Network Data.IntPrjfolder\Main Grid.ElmNet\Bus171.ElmTerm | 20 | Network Model.IntPrjfolder\Network Data.IntPrjfolder\Main Grid.ElmNet\Bus171.ElmTerm\Cub_4.StaCubic | abc | Switch | cbk | 1 | 1 | 0
Line75 | ElmLne | Network Model.IntPrjfolder\Network Data.IntPrjfolder\Main Grid.ElmNet\Line75.ElmLne | 1 | bus2 | Bus175 | Network Model.IntPrjfolder\Network Data.IntPrjfolder\Main Grid.ElmNet\Bus175.ElmTerm | 20 | Network Model.IntPrjfolder\Network Data.IntPrjfolder\Main Grid.ElmNet\Bus175.ElmTerm\Cub_1.StaCubic | abc | Switch | cbk | 1 | 1 | 0
Line76 | ElmLne | Network Model.IntPrjfolder\Network Data.IntPrjfolder\Main Grid.ElmNet\Line76.ElmLne | 0 | bus1 | Bus175 | Network Model.IntPrjfolder\Network Data.IntPrjfolder\Main Grid.ElmNet\Bus175.ElmTerm | 20 | Network Model.IntPrjfolder\Network Data.IntPrjfolder\Main Grid.ElmNet\Bus175.ElmTerm\Cub_3.StaCubic | abc | Switch | cbk | 1 | 1 | 0
Line76 | ElmLne | Network Model.IntPrjfolder\Network Data.IntPrjfolder\Main Grid.ElmNet\Line76.ElmLne | 1 | bus2 | Bus177 | Network Model.IntPrjfolder\Network Data.IntPrjfolder\Main Grid.ElmNet\Bus177.ElmTerm | 20 | Network Model.IntPrjfolder\Network Data.IntPrjfolder\Main Grid.ElmNet\Bus177.ElmTerm\Cub_1.StaCubic | abc | Switch | cbk | 1 | 1 | 0
Line221 | ElmLne | Network Model.IntPrjfolder\Network Data.IntPrjfolder\Main Grid.ElmNet\Line221.ElmLne | 0 | bus1 | Bus177 | Network Model.IntPrjfolder\Network Data.IntPrjfolder\Main Grid.ElmNet\Bus177.ElmTerm | 20 | Network Model.IntPrjfolder\Network Data.IntPrjfolder\Main Grid.ElmNet\Bus177.ElmTerm\Cub_2.StaCubic | abc | Switch | cbk | 1 | 1 | 0
Line221 | ElmLne | Network Model.IntPrjfolder\Network Data.IntPrjfolder\Main Grid.ElmNet\Line221.ElmLne | 1 | bus2 | Bus335 | Network Model.IntPrjfolder\Network Data.IntPrjfolder\Main Grid.ElmNet\Bus335.ElmTerm | 20 | Network Model.IntPrjfolder\Network Data.IntPrjfolder\Main Grid.ElmNet\Bus335.ElmTerm\Cub_1.StaCubic | abc |  |  |  | 1 | 0
Line77 | ElmLne | Network Model.IntPrjfolder\Network Data.IntPrjfolder\Main Grid.ElmNet\Line77.ElmLne | 0 | bus1 | Bus177 | Network Model.IntPrjfolder\Network Data.IntPrjfolder\Main Grid.ElmNet\Bus177.ElmTerm | 20 | Network Model.IntPrjfolder\Network Data.IntPrjfolder\Main Grid.ElmNet\Bus177.ElmTerm\Cub_3.StaCubic | abc | Switch | cbk | 1 | 1 | 0
Line77 | ElmLne | Network Model.IntPrjfolder\Network Data.IntPrjfolder\Main Grid.ElmNet\Line77.ElmLne | 1 | bus2 | Terminal(35) | Network Model.IntPrjfolder\Network Data.IntPrjfolder\Main Grid.ElmNet\Terminal(35).ElmTerm | 20 | Network Model.IntPrjfolder\Network Data.IntPrjfolder\Main Grid.ElmNet\Terminal(35).ElmTerm\Cub_1.StaCubic | abc |  |  |  | 1 | 0
Line223 | ElmLne | Network Model.IntPrjfolder\Network Data.IntPrjfolder\Main Grid.ElmNet\Line223.ElmLne | 0 | bus1 | Bus336 | Network Model.IntPrjfolder\Network Data.IntPrjfolder\Main Grid.ElmNet\Bus336.ElmTerm | 20 | Network Model.IntPrjfolder\Network Data.IntPrjfolder\Main Grid.ElmNet\Bus336.ElmTerm\Cub_2.StaCubic | abc |  |  |  | 1 | 0
Line223 | ElmLne | Network Model.IntPrjfolder\Network Data.IntPrjfolder\Main Grid.ElmNet\Line223.ElmLne | 1 | bus2 | Bus179 | Network Model.IntPrjfolder\Network Data.IntPrjfolder\Main Grid.ElmNet\Bus179.ElmTerm | 20 | Network Model.IntPrjfolder\Network Data.IntPrjfolder\Main Grid.ElmNet\Bus179.ElmTerm\Cub_1.StaCubic | abc | Switch | cbk | 1 | 1 | 0
Line78 | ElmLne | Network Model.IntPrjfolder\Network Data.IntPrjfolder\Main Grid.ElmNet\Line78.ElmLne | 0 | bus1 | Bus181 | Network Model.IntPrjfolder\Network Data.IntPrjfolder\Main Grid.ElmNet\Bus181.ElmTerm | 20 | Network Model.IntPrjfolder\Network Data.IntPrjfolder\Main Grid.ElmNet\Bus181.ElmTerm\Cub_1.StaCubic | abc | Switch | cbk | 1 | 1 | 0
Line78 | ElmLne | Network Model.IntPrjfolder\Network Data.IntPrjfolder\Main Grid.ElmNet\Line78.ElmLne | 1 | bus2 | Bus179 | Network Model.IntPrjfolder\Network Data.IntPrjfolder\Main Grid.ElmNet\Bus179.ElmTerm | 20 | Network Model.IntPrjfolder\Network Data.IntPrjfolder\Main Grid.ElmNet\Bus179.ElmTerm\Cub_3.StaCubic | abc | Switch | cbk | 1 | 1 | 0
Line225 | ElmLne | Network Model.IntPrjfolder\Network Data.IntPrjfolder\Main Grid.ElmNet\Line225.ElmLne | 0 | bus1 | Bus181 | Network Model.IntPrjfolder\Network Data.IntPrjfolder\Main Grid.ElmNet\Bus181.ElmTerm | 20 | Network Model.IntPrjfolder\Network Data.IntPrjfolder\Main Grid.ElmNet\Bus181.ElmTerm\Cub_3.StaCubic | abc | Switch | cbk | 1 | 1 | 0
Line225 | ElmLne | Network Model.IntPrjfolder\Network Data.IntPrjfolder\Main Grid.ElmNet\Line225.ElmLne | 1 | bus2 | Terminal(36) | Network Model.IntPrjfolder\Network Data.IntPrjfolder\Main Grid.ElmNet\Terminal(36).ElmTerm | 20 | Network Model.IntPrjfolder\Network Data.IntPrjfolder\Main Grid.ElmNet\Terminal(36).ElmTerm\Cub_1.StaCubic | abc |  |  |  | 1 | 0
Line79 | ElmLne | Network Model.IntPrjfolder\Network Data.IntPrjfolder\Main Grid.ElmNet\Line79.ElmLne | 0 | bus1 | Bus337 | Network Model.IntPrjfolder\Network Data.IntPrjfolder\Main Grid.ElmNet\Bus337.ElmTerm | 20 | Network Model.IntPrjfolder\Network Data.IntPrjfolder\Main Grid.ElmNet\Bus337.ElmTerm\Cub_2.StaCubic | abc |  |  |  | 1 | 0
Line79 | ElmLne | Network Model.IntPrjfolder\Network Data.IntPrjfolder\Main Grid.ElmNet\Line79.ElmLne | 1 | bus2 | Bus183 | Network Model.IntPrjfolder\Network Data.IntPrjfolder\Main Grid.ElmNet\Bus183.ElmTerm | 20 | Network Model.IntPrjfolder\Network Data.IntPrjfolder\Main Grid.ElmNet\Bus183.ElmTerm\Cub_1.StaCubic | abc | Switch | cbk | 1 | 1 | 0
Line227 | ElmLne | Network Model.IntPrjfolder\Network Data.IntPrjfolder\Main Grid.ElmNet\Line227.ElmLne | 0 | bus1 | Bus183 | Network Model.IntPrjfolder\Network Data.IntPrjfolder\Main Grid.ElmNet\Bus183.ElmTerm | 20 | Network Model.IntPrjfolder\Network Data.IntPrjfolder\Main Grid.ElmNet\Bus183.ElmTerm\Cub_3.StaCubic | abc | Switch | cbk | 1 | 1 | 0
Line227 | ElmLne | Network Model.IntPrjfolder\Network Data.IntPrjfolder\Main Grid.ElmNet\Line227.ElmLne | 1 | bus2 | Bus132 | Network Model.IntPrjfolder\Network Data.IntPrjfolder\Main Grid.ElmNet\Bus132.ElmTerm | 20 | Network Model.IntPrjfolder\Network Data.IntPrjfolder\Main Grid.ElmNet\Bus132.ElmTerm\Cub_1.StaCubic | abc | Switch | cbk | 1 | 1 | 0
Line55 | ElmLne | Network Model.IntPrjfolder\Network Data.IntPrjfolder\Main Grid.ElmNet\Line55.ElmLne | 0 | bus1 | Bus132 | Network Model.IntPrjfolder\Network Data.IntPrjfolder\Main Grid.ElmNet\Bus132.ElmTerm | 20 | Network Model.IntPrjfolder\Network Data.IntPrjfolder\Main Grid.ElmNet\Bus132.ElmTerm\Cub_2.StaCubic | abc | Switch | cbk | 1 | 1 | 0
Line55 | ElmLne | Network Model.IntPrjfolder\Network Data.IntPrjfolder\Main Grid.ElmNet\Line55.ElmLne | 1 | bus2 | Bus338 | Network Model.IntPrjfolder\Network Data.IntPrjfolder\Main Grid.ElmNet\Bus338.ElmTerm | 20 | Network Model.IntPrjfolder\Network Data.IntPrjfolder\Main Grid.ElmNet\Bus338.ElmTerm\Cub_1.StaCubic | abc |  |  |  | 1 | 0
Line57 | ElmLne | Network Model.IntPrjfolder\Network Data.IntPrjfolder\Main Grid.ElmNet\Line57.ElmLne | 0 | bus1 | Bus183 | Network Model.IntPrjfolder\Network Data.IntPrjfolder\Main Grid.ElmNet\Bus183.ElmTerm | 20 | Network Model.IntPrjfolder\Network Data.IntPrjfolder\Main Grid.ElmNet\Bus183.ElmTerm\Cub_4.StaCubic | abc | Switch | cbk | 1 | 1 | 0
Line57 | ElmLne | Network Model.IntPrjfolder\Network Data.IntPrjfolder\Main Grid.ElmNet\Line57.ElmLne | 1 | bus2 | Bus136 | Network Model.IntPrjfolder\Network Data.IntPrjfolder\Main Grid.ElmNet\Bus136.ElmTerm | 20 | Network Model.IntPrjfolder\Network Data.IntPrjfolder\Main Grid.ElmNet\Bus136.ElmTerm\Cub_1.StaCubic | abc | Switch | cbk | 1 | 1 | 0
Line58 | ElmLne | Network Model.IntPrjfolder\Network Data.IntPrjfolder\Main Grid.ElmNet\Line58.ElmLne | 0 | bus1 | Bus136 | Network Model.IntPrjfolder\Network Data.IntPrjfolder\Main Grid.ElmNet\Bus136.ElmTerm | 20 | Network Model.IntPrjfolder\Network Data.IntPrjfolder\Main Grid.ElmNet\Bus136.ElmTerm\Cub_3.StaCubic | abc | Switch | cbk | 1 | 1 | 0
Line58 | ElmLne | Network Model.IntPrjfolder\Network Data.IntPrjfolder\Main Grid.ElmNet\Line58.ElmLne | 1 | bus2 | Bus139 | Network Model.IntPrjfolder\Network Data.IntPrjfolder\Main Grid.ElmNet\Bus139.ElmTerm | 20 | Network Model.IntPrjfolder\Network Data.IntPrjfolder\Main Grid.ElmNet\Bus139.ElmTerm\Cub_1.StaCubic | abc | Switch | cbk | 1 | 1 | 0
Line59 | ElmLne | Network Model.IntPrjfolder\Network Data.IntPrjfolder\Main Grid.ElmNet\Line59.ElmLne | 0 | bus1 | Bus139 | Network Model.IntPrjfolder\Network Data.IntPrjfolder\Main Grid.ElmNet\Bus139.ElmTerm | 20 | Network Model.IntPrjfolder\Network Data.IntPrjfolder\Main Grid.ElmNet\Bus139.ElmTerm\Cub_3.StaCubic | abc | Switch | cbk | 1 | 1 | 0
Line59 | ElmLne | Network Model.IntPrjfolder\Network Data.IntPrjfolder\Main Grid.ElmNet\Line59.ElmLne | 1 | bus2 | Bus141 | Network Model.IntPrjfolder\Network Data.IntPrjfolder\Main Grid.ElmNet\Bus141.ElmTerm | 20 | Network Model.IntPrjfolder\Network Data.IntPrjfolder\Main Grid.ElmNet\Bus141.ElmTerm\Cub_1.StaCubic | abc | Switch | cbk | 1 | 1 | 0
Line60 | ElmLne | Network Model.IntPrjfolder\Network Data.IntPrjfolder\Main Grid.ElmNet\Line60.ElmLne | 0 | bus1 | Bus141 | Network Model.IntPrjfolder\Network Data.IntPrjfolder\Main Grid.ElmNet\Bus141.ElmTerm | 20 | Network Model.IntPrjfolder\Network Data.IntPrjfolder\Main Grid.ElmNet\Bus141.ElmTerm\Cub_3.StaCubic | abc | Switch | cbk | 1 | 1 | 0
Line60 | ElmLne | Network Model.IntPrjfolder\Network Data.IntPrjfolder\Main Grid.ElmNet\Line60.ElmLne | 1 | bus2 | Bus143 | Network Model.IntPrjfolder\Network Data.IntPrjfolder\Main Grid.ElmNet\Bus143.ElmTerm | 20 | Network Model.IntPrjfolder\Network Data.IntPrjfolder\Main Grid.ElmNet\Bus143.ElmTerm\Cub_1.StaCubic | abc | Switch | cbk | 1 | 1 | 0
Line61 | ElmLne | Network Model.IntPrjfolder\Network Data.IntPrjfolder\Main Grid.ElmNet\Line61.ElmLne | 0 | bus1 | Bus143 | Network Model.IntPrjfolder\Network Data.IntPrjfolder\Main Grid.ElmNet\Bus143.ElmTerm | 20 | Network Model.IntPrjfolder\Network Data.IntPrjfolder\Main Grid.ElmNet\Bus143.ElmTerm\Cub_3.StaCubic | abc | Switch | cbk | 1 | 1 | 0
Line61 | ElmLne | Network Model.IntPrjfolder\Network Data.IntPrjfolder\Main Grid.ElmNet\Line61.ElmLne | 1 | bus2 | Terminal(37) | Network Model.IntPrjfolder\Network Data.IntPrjfolder\Main Grid.ElmNet\Terminal(37).ElmTerm | 20 | Network Model.IntPrjfolder\Network Data.IntPrjfolder\Main Grid.ElmNet\Terminal(37).ElmTerm\Cub_1.StaCubic | abc |  |  |  | 1 | 0
Line229 | ElmLne | Network Model.IntPrjfolder\Network Data.IntPrjfolder\Main Grid.ElmNet\Line229.ElmLne | 0 | bus1 | Bus339 | Network Model.IntPrjfolder\Network Data.IntPrjfolder\Main Grid.ElmNet\Bus339.ElmTerm | 20 | Network Model.IntPrjfolder\Network Data.IntPrjfolder\Main Grid.ElmNet\Bus339.ElmTerm\Cub_2.StaCubic | abc |  |  |  | 1 | 0
Line229 | ElmLne | Network Model.IntPrjfolder\Network Data.IntPrjfolder\Main Grid.ElmNet\Line229.ElmLne | 1 | bus2 | Bus145 | Network Model.IntPrjfolder\Network Data.IntPrjfolder\Main Grid.ElmNet\Bus145.ElmTerm | 20 | Network Model.IntPrjfolder\Network Data.IntPrjfolder\Main Grid.ElmNet\Bus145.ElmTerm\Cub_1.StaCubic | abc | Switch | cbk | 1 | 1 | 0
Line62 | ElmLne | Network Model.IntPrjfolder\Network Data.IntPrjfolder\Main Grid.ElmNet\Line62.ElmLne | 0 | bus1 | Bus145 | Network Model.IntPrjfolder\Network Data.IntPrjfolder\Main Grid.ElmNet\Bus145.ElmTerm | 20 | Network Model.IntPrjfolder\Network Data.IntPrjfolder\Main Grid.ElmNet\Bus145.ElmTerm\Cub_3.StaCubic | abc | Switch | cbk | 1 | 1 | 0
Line62 | ElmLne | Network Model.IntPrjfolder\Network Data.IntPrjfolder\Main Grid.ElmNet\Line62.ElmLne | 1 | bus2 | Bus147 | Network Model.IntPrjfolder\Network Data.IntPrjfolder\Main Grid.ElmNet\Bus147.ElmTerm | 20 | Network Model.IntPrjfolder\Network Data.IntPrjfolder\Main Grid.ElmNet\Bus147.ElmTerm\Cub_1.StaCubic | abc | Switch | cbk | 1 | 1 | 0
Line245 | ElmLne | Network Model.IntPrjfolder\Network Data.IntPrjfolder\Main Grid.ElmNet\Line245.ElmLne | 0 | bus1 | Bus147 | Network Model.IntPrjfolder\Network Data.IntPrjfolder\Main Grid.ElmNet\Bus147.ElmTerm | 20 | Network Model.IntPrjfolder\Network Data.IntPrjfolder\Main Grid.ElmNet\Bus147.ElmTerm\Cub_3.StaCubic | abc | Switch | cbk | 1 | 1 | 0
Line245 | ElmLne | Network Model.IntPrjfolder\Network Data.IntPrjfolder\Main Grid.ElmNet\Line245.ElmLne | 1 | bus2 | Bus365 | Network Model.IntPrjfolder\Network Data.IntPrjfolder\Main Grid.ElmNet\Bus365.ElmTerm | 20 | Network Model.IntPrjfolder\Network Data.IntPrjfolder\Main Grid.ElmNet\Bus365.ElmTerm\Cub_1.StaCubic | abc | Switch | cbk | 1 | 1 | 0
Line251 | ElmLne | Network Model.IntPrjfolder\Network Data.IntPrjfolder\Main Grid.ElmNet\Line251.ElmLne | 0 | bus1 | Bus365 | Network Model.IntPrjfolder\Network Data.IntPrjfolder\Main Grid.ElmNet\Bus365.ElmTerm | 20 | Network Model.IntPrjfolder\Network Data.IntPrjfolder\Main Grid.ElmNet\Bus365.ElmTerm\Cub_3.StaCubic | abc | Switch | cbk | 1 | 1 | 0
Line251 | ElmLne | Network Model.IntPrjfolder\Network Data.IntPrjfolder\Main Grid.ElmNet\Line251.ElmLne | 1 | bus2 | Bus371 | Network Model.IntPrjfolder\Network Data.IntPrjfolder\Main Grid.ElmNet\Bus371.ElmTerm | 20 | Network Model.IntPrjfolder\Network Data.IntPrjfolder\Main Grid.ElmNet\Bus371.ElmTerm\Cub_1.StaCubic | abc | Switch | cbk | 1 | 1 | 0
Line247 | ElmLne | Network Model.IntPrjfolder\Network Data.IntPrjfolder\Main Grid.ElmNet\Line247.ElmLne | 0 | bus1 | Bus371 | Network Model.IntPrjfolder\Network Data.IntPrjfolder\Main Grid.ElmNet\Bus371.ElmTerm | 20 | Network Model.IntPrjfolder\Network Data.IntPrjfolder\Main Grid.ElmNet\Bus371.ElmTerm\Cub_2.StaCubic | abc | Switch | cbk | 1 | 1 | 0
Line247 | ElmLne | Network Model.IntPrjfolder\Network Data.IntPrjfolder\Main Grid.ElmNet\Line247.ElmLne | 1 | bus2 | Bus370 | Network Model.IntPrjfolder\Network Data.IntPrjfolder\Main Grid.ElmNet\Bus370.ElmTerm | 20 | Network Model.IntPrjfolder\Network Data.IntPrjfolder\Main Grid.ElmNet\Bus370.ElmTerm\Cub_1.StaCubic | abc | Switch | cbk | 1 | 1 | 0
Line249 | ElmLne | Network Model.IntPrjfolder\Network Data.IntPrjfolder\Main Grid.ElmNet\Line249.ElmLne | 0 | bus1 | Bus370 | Network Model.IntPrjfolder\Network Data.IntPrjfolder\Main Grid.ElmNet\Bus370.ElmTerm | 20 | Network Model.IntPrjfolder\Network Data.IntPrjfolder\Main Grid.ElmNet\Bus370.ElmTerm\Cub_2.StaCubic | abc | Switch | cbk | 1 | 1 | 0
Line249 | ElmLne | Network Model.IntPrjfolder\Network Data.IntPrjfolder\Main Grid.ElmNet\Line249.ElmLne | 1 | bus2 | Bus369 | Network Model.IntPrjfolder\Network Data.IntPrjfolder\Main Grid.ElmNet\Bus369.ElmTerm | 20 | Network Model.IntPrjfolder\Network Data.IntPrjfolder\Main Grid.ElmNet\Bus369.ElmTerm\Cub_1.StaCubic | abc |  |  |  | 1 | 0
Line231 | ElmLne | Network Model.IntPrjfolder\Network Data.IntPrjfolder\Main Grid.ElmNet\Line231.ElmLne | 0 | bus1 | Bus147 | Network Model.IntPrjfolder\Network Data.IntPrjfolder\Main Grid.ElmNet\Bus147.ElmTerm | 20 | Network Model.IntPrjfolder\Network Data.IntPrjfolder\Main Grid.ElmNet\Bus147.ElmTerm\Cub_4.StaCubic | abc | Switch | cbk | 1 | 1 | 0
Line231 | ElmLne | Network Model.IntPrjfolder\Network Data.IntPrjfolder\Main Grid.ElmNet\Line231.ElmLne | 1 | bus2 | Terminal(38) | Network Model.IntPrjfolder\Network Data.IntPrjfolder\Main Grid.ElmNet\Terminal(38).ElmTerm | 20 | Network Model.IntPrjfolder\Network Data.IntPrjfolder\Main Grid.ElmNet\Terminal(38).ElmTerm\Cub_1.StaCubic | abc |  |  |  | 1 | 0
Line233 | ElmLne | Network Model.IntPrjfolder\Network Data.IntPrjfolder\Main Grid.ElmNet\Line233.ElmLne | 0 | bus1 | Terminal(38) | Network Model.IntPrjfolder\Network Data.IntPrjfolder\Main Grid.ElmNet\Terminal(38).ElmTerm | 20 | Network Model.IntPrjfolder\Network Data.IntPrjfolder\Main Grid.ElmNet\Terminal(38).ElmTerm\Cub_2.StaCubic | abc |  |  |  | 1 | 0
Line233 | ElmLne | Network Model.IntPrjfolder\Network Data.IntPrjfolder\Main Grid.ElmNet\Line233.ElmLne | 1 | bus2 | Bus343 | Network Model.IntPrjfolder\Network Data.IntPrjfolder\Main Grid.ElmNet\Bus343.ElmTerm | 20 | Network Model.IntPrjfolder\Network Data.IntPrjfolder\Main Grid.ElmNet\Bus343.ElmTerm\Cub_1.StaCubic | abc | Switch | cbk | 1 | 1 | 0
Line237 | ElmLne | Network Model.IntPrjfolder\Network Data.IntPrjfolder\Main Grid.ElmNet\Line237.ElmLne | 0 | bus1 | Terminal(39) | Network Model.IntPrjfolder\Network Data.IntPrjfolder\Main Grid.ElmNet\Terminal(39).ElmTerm | 20 | Network Model.IntPrjfolder\Network Data.IntPrjfolder\Main Grid.ElmNet\Terminal(39).ElmTerm\Cub_1.StaCubic | abc | Switch | cbk | 1 | 1 | 0
Line237 | ElmLne | Network Model.IntPrjfolder\Network Data.IntPrjfolder\Main Grid.ElmNet\Line237.ElmLne | 1 | bus2 | Bus343 | Network Model.IntPrjfolder\Network Data.IntPrjfolder\Main Grid.ElmNet\Bus343.ElmTerm | 20 | Network Model.IntPrjfolder\Network Data.IntPrjfolder\Main Grid.ElmNet\Bus343.ElmTerm\Cub_3.StaCubic | abc | Switch | cbk | 1 | 1 | 0
Line235 | ElmLne | Network Model.IntPrjfolder\Network Data.IntPrjfolder\Main Grid.ElmNet\Line235.ElmLne | 0 | bus1 | Terminal(39) | Network Model.IntPrjfolder\Network Data.IntPrjfolder\Main Grid.ElmNet\Terminal(39).ElmTerm | 20 | Network Model.IntPrjfolder\Network Data.IntPrjfolder\Main Grid.ElmNet\Terminal(39).ElmTerm\Cub_2.StaCubic | abc | Switch | cbk | 1 | 1 | 0
Line235 | ElmLne | Network Model.IntPrjfolder\Network Data.IntPrjfolder\Main Grid.ElmNet\Line235.ElmLne | 1 | bus2 | Terminal(40) | Network Model.IntPrjfolder\Network Data.IntPrjfolder\Main Grid.ElmNet\Terminal(40).ElmTerm | 20 | Network Model.IntPrjfolder\Network Data.IntPrjfolder\Main Grid.ElmNet\Terminal(40).ElmTerm\Cub_1.StaCubic | abc |  |  |  | 1 | 0
Line239 | ElmLne | Network Model.IntPrjfolder\Network Data.IntPrjfolder\Main Grid.ElmNet\Line239.ElmLne | 0 | bus1 | Terminal(39) | Network Model.IntPrjfolder\Network Data.IntPrjfolder\Main Grid.ElmNet\Terminal(39).ElmTerm | 20 | Network Model.IntPrjfolder\Network Data.IntPrjfolder\Main Grid.ElmNet\Terminal(39).ElmTerm\Cub_3.StaCubic | abc | Switch | cbk | 1 | 1 | 0
Line239 | ElmLne | Network Model.IntPrjfolder\Network Data.IntPrjfolder\Main Grid.ElmNet\Line239.ElmLne | 1 | bus2 | Terminal(41) | Network Model.IntPrjfolder\Network Data.IntPrjfolder\Main Grid.ElmNet\Terminal(41).ElmTerm | 20 | Network Model.IntPrjfolder\Network Data.IntPrjfolder\Main Grid.ElmNet\Terminal(41).ElmTerm\Cub_1.StaCubic | abc |  |  |  | 1 | 0
ND0015 | ElmLod | Network Model.IntPrjfolder\Network Data.IntPrjfolder\Main Grid.ElmNet\ND0015.ElmLod | 0 | bus1 | Bus191 | Network Model.IntPrjfolder\Network Data.IntPrjfolder\Main Grid.ElmNet\Bus191.ElmTerm | 0.4 | Network Model.IntPrjfolder\Network Data.IntPrjfolder\Main Grid.ElmNet\Bus191.ElmTerm\Cub_2.StaCubic | abc |  |  |  | 1 | 0
ND0014 | ElmLod | Network Model.IntPrjfolder\Network Data.IntPrjfolder\Main Grid.ElmNet\ND0014.ElmLod | 0 | bus1 | Bus187 | Network Model.IntPrjfolder\Network Data.IntPrjfolder\Main Grid.ElmNet\Bus187.ElmTerm | 0.4 | Network Model.IntPrjfolder\Network Data.IntPrjfolder\Main Grid.ElmNet\Bus187.ElmTerm\Cub_2.StaCubic | abc |  |  |  | 1 | 0
ND0016 | ElmLod | Network Model.IntPrjfolder\Network Data.IntPrjfolder\Main Grid.ElmNet\ND0016.ElmLod | 0 | bus1 | Bus29 | Network Model.IntPrjfolder\Network Data.IntPrjfolder\Main Grid.ElmNet\Bus29.ElmTerm | 0.4 | Network Model.IntPrjfolder\Network Data.IntPrjfolder\Main Grid.ElmNet\Bus29.ElmTerm\Cub_2.StaCubic | abc |  |  |  | 1 | 0
ND0083 | ElmLod | Network Model.IntPrjfolder\Network Data.IntPrjfolder\Main Grid.ElmNet\ND0083.ElmLod | 0 | bus1 | Bus30 | Network Model.IntPrjfolder\Network Data.IntPrjfolder\Main Grid.ElmNet\Bus30.ElmTerm | 0.4 | Network Model.IntPrjfolder\Network Data.IntPrjfolder\Main Grid.ElmNet\Bus30.ElmTerm\Cub_2.StaCubic | abc |  |  |  | 1 | 0
ND0017 | ElmLod | Network Model.IntPrjfolder\Network Data.IntPrjfolder\Main Grid.ElmNet\ND0017.ElmLod | 0 | bus1 | Bus195 | Network Model.IntPrjfolder\Network Data.IntPrjfolder\Main Grid.ElmNet\Bus195.ElmTerm | 0.4 | Network Model.IntPrjfolder\Network Data.IntPrjfolder\Main Grid.ElmNet\Bus195.ElmTerm\Cub_2.StaCubic | abc |  |  |  | 1 | 0
ND0018 | ElmLod | Network Model.IntPrjfolder\Network Data.IntPrjfolder\Main Grid.ElmNet\ND0018.ElmLod | 0 | bus1 | Bus40 | Network Model.IntPrjfolder\Network Data.IntPrjfolder\Main Grid.ElmNet\Bus40.ElmTerm | 0.4 | Network Model.IntPrjfolder\Network Data.IntPrjfolder\Main Grid.ElmNet\Bus40.ElmTerm\Cub_2.StaCubic | abc |  |  |  | 1 | 0
ND0019 | ElmLod | Network Model.IntPrjfolder\Network Data.IntPrjfolder\Main Grid.ElmNet\ND0019.ElmLod | 0 | bus1 | Bus197 | Network Model.IntPrjfolder\Network Data.IntPrjfolder\Main Grid.ElmNet\Bus197.ElmTerm | 0.4 | Network Model.IntPrjfolder\Network Data.IntPrjfolder\Main Grid.ElmNet\Bus197.ElmTerm\Cub_2.StaCubic | abc |  |  |  | 1 | 0
ND0028 | ElmLod | Network Model.IntPrjfolder\Network Data.IntPrjfolder\Main Grid.ElmNet\ND0028.ElmLod | 0 | bus1 | Bus45 | Network Model.IntPrjfolder\Network Data.IntPrjfolder\Main Grid.ElmNet\Bus45.ElmTerm | 0.4 | Network Model.IntPrjfolder\Network Data.IntPrjfolder\Main Grid.ElmNet\Bus45.ElmTerm\Cub_2.StaCubic | abc |  |  |  | 1 | 0
ND0079 | ElmLod | Network Model.IntPrjfolder\Network Data.IntPrjfolder\Main Grid.ElmNet\ND0079.ElmLod | 0 | bus1 | Bus47 | Network Model.IntPrjfolder\Network Data.IntPrjfolder\Main Grid.ElmNet\Bus47.ElmTerm | 0.4 | Network Model.IntPrjfolder\Network Data.IntPrjfolder\Main Grid.ElmNet\Bus47.ElmTerm\Cub_2.StaCubic | abc |  |  |  | 1 | 0
ND0029 | ElmLod | Network Model.IntPrjfolder\Network Data.IntPrjfolder\Main Grid.ElmNet\ND0029.ElmLod | 0 | bus1 | Bus200 | Network Model.IntPrjfolder\Network Data.IntPrjfolder\Main Grid.ElmNet\Bus200.ElmTerm | 0.4 | Network Model.IntPrjfolder\Network Data.IntPrjfolder\Main Grid.ElmNet\Bus200.ElmTerm\Cub_2.StaCubic | abc |  |  |  | 1 | 0
ND0030 | ElmLod | Network Model.IntPrjfolder\Network Data.IntPrjfolder\Main Grid.ElmNet\ND0030.ElmLod | 0 | bus1 | Bus204 | Network Model.IntPrjfolder\Network Data.IntPrjfolder\Main Grid.ElmNet\Bus204.ElmTerm | 0.4 | Network Model.IntPrjfolder\Network Data.IntPrjfolder\Main Grid.ElmNet\Bus204.ElmTerm\Cub_2.StaCubic | abc |  |  |  | 1 | 0
ND0020 | ElmLod | Network Model.IntPrjfolder\Network Data.IntPrjfolder\Main Grid.ElmNet\ND0020.ElmLod | 0 | bus1 | Bus62 | Network Model.IntPrjfolder\Network Data.IntPrjfolder\Main Grid.ElmNet\Bus62.ElmTerm | 0.4 | Network Model.IntPrjfolder\Network Data.IntPrjfolder\Main Grid.ElmNet\Bus62.ElmTerm\Cub_2.StaCubic | abc | Switch | cbk | 1 | 1 | 0
ND0021 | ElmLod | Network Model.IntPrjfolder\Network Data.IntPrjfolder\Main Grid.ElmNet\ND0021.ElmLod | 0 | bus1 | Bus66 | Network Model.IntPrjfolder\Network Data.IntPrjfolder\Main Grid.ElmNet\Bus66.ElmTerm | 0.4 | Network Model.IntPrjfolder\Network Data.IntPrjfolder\Main Grid.ElmNet\Bus66.ElmTerm\Cub_2.StaCubic | abc | Switch | cbk | 1 | 1 | 0
ND0022 | ElmLod | Network Model.IntPrjfolder\Network Data.IntPrjfolder\Main Grid.ElmNet\ND0022.ElmLod | 0 | bus1 | Bus70 | Network Model.IntPrjfolder\Network Data.IntPrjfolder\Main Grid.ElmNet\Bus70.ElmTerm | 0.4 | Network Model.IntPrjfolder\Network Data.IntPrjfolder\Main Grid.ElmNet\Bus70.ElmTerm\Cub_2.StaCubic | abc | Switch | cbk | 1 | 1 | 0
ND0023 | ElmLod | Network Model.IntPrjfolder\Network Data.IntPrjfolder\Main Grid.ElmNet\ND0023.ElmLod | 0 | bus1 | Bus208 | Network Model.IntPrjfolder\Network Data.IntPrjfolder\Main Grid.ElmNet\Bus208.ElmTerm | 0.4 | Network Model.IntPrjfolder\Network Data.IntPrjfolder\Main Grid.ElmNet\Bus208.ElmTerm\Cub_2.StaCubic | abc | Switch | cbk | 1 | 1 | 0
ND0091 | ElmLod | Network Model.IntPrjfolder\Network Data.IntPrjfolder\Main Grid.ElmNet\ND0091.ElmLod | 0 | bus1 | Bus212 | Network Model.IntPrjfolder\Network Data.IntPrjfolder\Main Grid.ElmNet\Bus212.ElmTerm | 0.4 | Network Model.IntPrjfolder\Network Data.IntPrjfolder\Main Grid.ElmNet\Bus212.ElmTerm\Cub_2.StaCubic | abc | Switch | cbk | 1 | 1 | 0
ND0024 | ElmLod | Network Model.IntPrjfolder\Network Data.IntPrjfolder\Main Grid.ElmNet\ND0024.ElmLod | 0 | bus1 | Bus215 | Network Model.IntPrjfolder\Network Data.IntPrjfolder\Main Grid.ElmNet\Bus215.ElmTerm | 0.4 | Network Model.IntPrjfolder\Network Data.IntPrjfolder\Main Grid.ElmNet\Bus215.ElmTerm\Cub_2.StaCubic | abc | Switch | cbk | 1 | 1 | 0
ND0025 | ElmLod | Network Model.IntPrjfolder\Network Data.IntPrjfolder\Main Grid.ElmNet\ND0025.ElmLod | 0 | bus1 | Terminal(9) | Network Model.IntPrjfolder\Network Data.IntPrjfolder\Main Grid.ElmNet\Terminal(9).ElmTerm | 0.4 | Network Model.IntPrjfolder\Network Data.IntPrjfolder\Main Grid.ElmNet\Terminal(9).ElmTerm\Cub_2.StaCubic | abc | Switch | cbk | 1 | 1 | 0
ND0027 | ElmLod | Network Model.IntPrjfolder\Network Data.IntPrjfolder\Main Grid.ElmNet\ND0027.ElmLod | 0 | bus1 | Bus222 | Network Model.IntPrjfolder\Network Data.IntPrjfolder\Main Grid.ElmNet\Bus222.ElmTerm | 0.4 | Network Model.IntPrjfolder\Network Data.IntPrjfolder\Main Grid.ElmNet\Bus222.ElmTerm\Cub_2.StaCubic | abc | Switch | cbk | 1 | 1 | 0
ND0026 | ElmLod | Network Model.IntPrjfolder\Network Data.IntPrjfolder\Main Grid.ElmNet\ND0026.ElmLod | 0 | bus1 | Bus226 | Network Model.IntPrjfolder\Network Data.IntPrjfolder\Main Grid.ElmNet\Bus226.ElmTerm | 0.4 | Network Model.IntPrjfolder\Network Data.IntPrjfolder\Main Grid.ElmNet\Bus226.ElmTerm\Cub_2.StaCubic | abc | Switch | cbk | 1 | 1 | 0
ND0031 | ElmLod | Network Model.IntPrjfolder\Network Data.IntPrjfolder\Main Grid.ElmNet\ND0031.ElmLod | 0 | bus1 | Bus13 | Network Model.IntPrjfolder\Network Data.IntPrjfolder\Main Grid.ElmNet\Bus13.ElmTerm | 0.4 | Network Model.IntPrjfolder\Network Data.IntPrjfolder\Main Grid.ElmNet\Bus13.ElmTerm\Cub_2.StaCubic | abc | Switch | cbk | 1 | 1 | 0
ND0075 | ElmLod | Network Model.IntPrjfolder\Network Data.IntPrjfolder\Main Grid.ElmNet\ND0075.ElmLod | 0 | bus1 | Bus15 | Network Model.IntPrjfolder\Network Data.IntPrjfolder\Main Grid.ElmNet\Bus15.ElmTerm | 0.4 | Network Model.IntPrjfolder\Network Data.IntPrjfolder\Main Grid.ElmNet\Bus15.ElmTerm\Cub_2.StaCubic | abc |  |  |  | 1 | 0
ND0032 | ElmLod | Network Model.IntPrjfolder\Network Data.IntPrjfolder\Main Grid.ElmNet\ND0032.ElmLod | 0 | bus1 | Bus26 | Network Model.IntPrjfolder\Network Data.IntPrjfolder\Main Grid.ElmNet\Bus26.ElmTerm | 0.4 | Network Model.IntPrjfolder\Network Data.IntPrjfolder\Main Grid.ElmNet\Bus26.ElmTerm\Cub_2.StaCubic | abc |  |  |  | 1 | 0
ND0076 | ElmLod | Network Model.IntPrjfolder\Network Data.IntPrjfolder\Main Grid.ElmNet\ND0076.ElmLod | 0 | bus1 | Bus32 | Network Model.IntPrjfolder\Network Data.IntPrjfolder\Main Grid.ElmNet\Bus32.ElmTerm | 0.4 | Network Model.IntPrjfolder\Network Data.IntPrjfolder\Main Grid.ElmNet\Bus32.ElmTerm\Cub_2.StaCubic | abc |  |  |  | 1 | 0
ND0033 | ElmLod | Network Model.IntPrjfolder\Network Data.IntPrjfolder\Main Grid.ElmNet\ND0033.ElmLod | 0 | bus1 | Bus233 | Network Model.IntPrjfolder\Network Data.IntPrjfolder\Main Grid.ElmNet\Bus233.ElmTerm | 0.4 | Network Model.IntPrjfolder\Network Data.IntPrjfolder\Main Grid.ElmNet\Bus233.ElmTerm\Cub_2.StaCubic | abc |  |  |  | 1 | 0
ND0034 | ElmLod | Network Model.IntPrjfolder\Network Data.IntPrjfolder\Main Grid.ElmNet\ND0034.ElmLod | 0 | bus1 | Bus72 | Network Model.IntPrjfolder\Network Data.IntPrjfolder\Main Grid.ElmNet\Bus72.ElmTerm | 0.4 | Network Model.IntPrjfolder\Network Data.IntPrjfolder\Main Grid.ElmNet\Bus72.ElmTerm\Cub_2.StaCubic | abc |  |  |  | 1 | 0
ND0035 | ElmLod | Network Model.IntPrjfolder\Network Data.IntPrjfolder\Main Grid.ElmNet\ND0035.ElmLod | 0 | bus1 | Bus77 | Network Model.IntPrjfolder\Network Data.IntPrjfolder\Main Grid.ElmNet\Bus77.ElmTerm | 0.4 | Network Model.IntPrjfolder\Network Data.IntPrjfolder\Main Grid.ElmNet\Bus77.ElmTerm\Cub_2.StaCubic | abc |  |  |  | 1 | 0
ND0036 | ElmLod | Network Model.IntPrjfolder\Network Data.IntPrjfolder\Main Grid.ElmNet\ND0036.ElmLod | 0 | bus1 | Bus237 | Network Model.IntPrjfolder\Network Data.IntPrjfolder\Main Grid.ElmNet\Bus237.ElmTerm | 0.4 | Network Model.IntPrjfolder\Network Data.IntPrjfolder\Main Grid.ElmNet\Bus237.ElmTerm\Cub_2.StaCubic | abc |  |  |  | 1 | 0
ND0037 | ElmLod | Network Model.IntPrjfolder\Network Data.IntPrjfolder\Main Grid.ElmNet\ND0037.ElmLod | 0 | bus1 | Bus38 | Network Model.IntPrjfolder\Network Data.IntPrjfolder\Main Grid.ElmNet\Bus38.ElmTerm | 0.4 | Network Model.IntPrjfolder\Network Data.IntPrjfolder\Main Grid.ElmNet\Bus38.ElmTerm\Cub_2.StaCubic | abc |  |  |  | 1 | 0
ND0038 | ElmLod | Network Model.IntPrjfolder\Network Data.IntPrjfolder\Main Grid.ElmNet\ND0038.ElmLod | 0 | bus1 | Bus81 | Network Model.IntPrjfolder\Network Data.IntPrjfolder\Main Grid.ElmNet\Bus81.ElmTerm | 0.4 | Network Model.IntPrjfolder\Network Data.IntPrjfolder\Main Grid.ElmNet\Bus81.ElmTerm\Cub_2.StaCubic | abc |  |  |  | 1 | 0
ND0041 | ElmLod | Network Model.IntPrjfolder\Network Data.IntPrjfolder\Main Grid.ElmNet\ND0041.ElmLod | 0 | bus1 | Bus90 | Network Model.IntPrjfolder\Network Data.IntPrjfolder\Main Grid.ElmNet\Bus90.ElmTerm | 0.4 | Network Model.IntPrjfolder\Network Data.IntPrjfolder\Main Grid.ElmNet\Bus90.ElmTerm\Cub_2.StaCubic | abc |  |  |  | 1 | 0
ND0087 | ElmLod | Network Model.IntPrjfolder\Network Data.IntPrjfolder\Main Grid.ElmNet\ND0087.ElmLod | 0 | bus1 | Bus92 | Network Model.IntPrjfolder\Network Data.IntPrjfolder\Main Grid.ElmNet\Bus92.ElmTerm | 0.4 | Network Model.IntPrjfolder\Network Data.IntPrjfolder\Main Grid.ElmNet\Bus92.ElmTerm\Cub_2.StaCubic | abc |  |  |  | 1 | 0
ND0042 | ElmLod | Network Model.IntPrjfolder\Network Data.IntPrjfolder\Main Grid.ElmNet\ND0042.ElmLod | 0 | bus1 | Bus243 | Network Model.IntPrjfolder\Network Data.IntPrjfolder\Main Grid.ElmNet\Bus243.ElmTerm | 0.4 | Network Model.IntPrjfolder\Network Data.IntPrjfolder\Main Grid.ElmNet\Bus243.ElmTerm\Cub_2.StaCubic | abc |  |  |  | 1 | 0
ND0092 | ElmLod | Network Model.IntPrjfolder\Network Data.IntPrjfolder\Main Grid.ElmNet\ND0092.ElmLod | 0 | bus1 | Bus246 | Network Model.IntPrjfolder\Network Data.IntPrjfolder\Main Grid.ElmNet\Bus246.ElmTerm | 0.4 | Network Model.IntPrjfolder\Network Data.IntPrjfolder\Main Grid.ElmNet\Bus246.ElmTerm\Cub_2.StaCubic | abc |  |  |  | 1 | 0
ND0095 | ElmLod | Network Model.IntPrjfolder\Network Data.IntPrjfolder\Main Grid.ElmNet\ND0095.ElmLod | 0 | bus1 | Bus249 | Network Model.IntPrjfolder\Network Data.IntPrjfolder\Main Grid.ElmNet\Bus249.ElmTerm | 0.4 | Network Model.IntPrjfolder\Network Data.IntPrjfolder\Main Grid.ElmNet\Bus249.ElmTerm\Cub_2.StaCubic | abc |  |  |  | 1 | 0
ND0093 | ElmLod | Network Model.IntPrjfolder\Network Data.IntPrjfolder\Main Grid.ElmNet\ND0093.ElmLod | 0 | bus1 | Bus253 | Network Model.IntPrjfolder\Network Data.IntPrjfolder\Main Grid.ElmNet\Bus253.ElmTerm | 0.4 | Network Model.IntPrjfolder\Network Data.IntPrjfolder\Main Grid.ElmNet\Bus253.ElmTerm\Cub_2.StaCubic | abc |  |  |  | 1 | 0
ND0094 | ElmLod | Network Model.IntPrjfolder\Network Data.IntPrjfolder\Main Grid.ElmNet\ND0094.ElmLod | 0 | bus1 | Bus256 | Network Model.IntPrjfolder\Network Data.IntPrjfolder\Main Grid.ElmNet\Bus256.ElmTerm | 0.4 | Network Model.IntPrjfolder\Network Data.IntPrjfolder\Main Grid.ElmNet\Bus256.ElmTerm\Cub_2.StaCubic | abc |  |  |  | 1 | 0
ND0039 | ElmLod | Network Model.IntPrjfolder\Network Data.IntPrjfolder\Main Grid.ElmNet\ND0039.ElmLod | 0 | bus1 | Bus83 | Network Model.IntPrjfolder\Network Data.IntPrjfolder\Main Grid.ElmNet\Bus83.ElmTerm | 0.4 | Network Model.IntPrjfolder\Network Data.IntPrjfolder\Main Grid.ElmNet\Bus83.ElmTerm\Cub_2.StaCubic | abc |  |  |  | 1 | 0
ND0040 | ElmLod | Network Model.IntPrjfolder\Network Data.IntPrjfolder\Main Grid.ElmNet\ND0040.ElmLod | 0 | bus1 | Bus85 | Network Model.IntPrjfolder\Network Data.IntPrjfolder\Main Grid.ElmNet\Bus85.ElmTerm | 0.4 | Network Model.IntPrjfolder\Network Data.IntPrjfolder\Main Grid.ElmNet\Bus85.ElmTerm\Cub_2.StaCubic | abc |  |  |  | 1 | 0
ND0096 | ElmLod | Network Model.IntPrjfolder\Network Data.IntPrjfolder\Main Grid.ElmNet\ND0096.ElmLod | 0 | bus1 | Bus260 | Network Model.IntPrjfolder\Network Data.IntPrjfolder\Main Grid.ElmNet\Bus260.ElmTerm | 0.4 | Network Model.IntPrjfolder\Network Data.IntPrjfolder\Main Grid.ElmNet\Bus260.ElmTerm\Cub_2.StaCubic | abc |  |  |  | 1 | 0
ND0043 | ElmLod | Network Model.IntPrjfolder\Network Data.IntPrjfolder\Main Grid.ElmNet\ND0043.ElmLod | 0 | bus1 | Bus87 | Network Model.IntPrjfolder\Network Data.IntPrjfolder\Main Grid.ElmNet\Bus87.ElmTerm | 0.4 | Network Model.IntPrjfolder\Network Data.IntPrjfolder\Main Grid.ElmNet\Bus87.ElmTerm\Cub_2.StaCubic | abc |  |  |  | 1 | 0
ND0044 | ElmLod | Network Model.IntPrjfolder\Network Data.IntPrjfolder\Main Grid.ElmNet\ND0044.ElmLod | 0 | bus1 | Bus94 | Network Model.IntPrjfolder\Network Data.IntPrjfolder\Main Grid.ElmNet\Bus94.ElmTerm | 0.4 | Network Model.IntPrjfolder\Network Data.IntPrjfolder\Main Grid.ElmNet\Bus94.ElmTerm\Cub_2.StaCubic | abc |  |  |  | 1 | 0
ND0045 | ElmLod | Network Model.IntPrjfolder\Network Data.IntPrjfolder\Main Grid.ElmNet\ND0045.ElmLod | 0 | bus1 | Bus96 | Network Model.IntPrjfolder\Network Data.IntPrjfolder\Main Grid.ElmNet\Bus96.ElmTerm | 0.4 | Network Model.IntPrjfolder\Network Data.IntPrjfolder\Main Grid.ElmNet\Bus96.ElmTerm\Cub_2.StaCubic | abc |  |  |  | 1 | 0
ND00104 | ElmLod | Network Model.IntPrjfolder\Network Data.IntPrjfolder\Main Grid.ElmNet\ND00104.ElmLod | 0 | bus1 | Bus268 | Network Model.IntPrjfolder\Network Data.IntPrjfolder\Main Grid.ElmNet\Bus268.ElmTerm | 0.4 | Network Model.IntPrjfolder\Network Data.IntPrjfolder\Main Grid.ElmNet\Bus268.ElmTerm\Cub_2.StaCubic | abc |  |  |  | 1 | 0
ND0046 | ElmLod | Network Model.IntPrjfolder\Network Data.IntPrjfolder\Main Grid.ElmNet\ND0046.ElmLod | 0 | bus1 | Bus98 | Network Model.IntPrjfolder\Network Data.IntPrjfolder\Main Grid.ElmNet\Bus98.ElmTerm | 0.4 | Network Model.IntPrjfolder\Network Data.IntPrjfolder\Main Grid.ElmNet\Bus98.ElmTerm\Cub_2.StaCubic | abc |  |  |  | 1 | 0
ND0047 | ElmLod | Network Model.IntPrjfolder\Network Data.IntPrjfolder\Main Grid.ElmNet\ND0047.ElmLod | 0 | bus1 | Bus100 | Network Model.IntPrjfolder\Network Data.IntPrjfolder\Main Grid.ElmNet\Bus100.ElmTerm | 0.4 | Network Model.IntPrjfolder\Network Data.IntPrjfolder\Main Grid.ElmNet\Bus100.ElmTerm\Cub_2.StaCubic | abc |  |  |  | 1 | 0
ND0077 | ElmLod | Network Model.IntPrjfolder\Network Data.IntPrjfolder\Main Grid.ElmNet\ND0077.ElmLod | 0 | bus1 | Bus104 | Network Model.IntPrjfolder\Network Data.IntPrjfolder\Main Grid.ElmNet\Bus104.ElmTerm | 0.4 | Network Model.IntPrjfolder\Network Data.IntPrjfolder\Main Grid.ElmNet\Bus104.ElmTerm\Cub_2.StaCubic | abc |  |  |  | 1 | 0
ND0082 | ElmLod | Network Model.IntPrjfolder\Network Data.IntPrjfolder\Main Grid.ElmNet\ND0082.ElmLod | 0 | bus1 | Bus272 | Network Model.IntPrjfolder\Network Data.IntPrjfolder\Main Grid.ElmNet\Bus272.ElmTerm | 0.4 | Network Model.IntPrjfolder\Network Data.IntPrjfolder\Main Grid.ElmNet\Bus272.ElmTerm\Cub_2.StaCubic | abc |  |  |  | 1 | 0
ND0048 | ElmLod | Network Model.IntPrjfolder\Network Data.IntPrjfolder\Main Grid.ElmNet\ND0048.ElmLod | 0 | bus1 | Bus275 | Network Model.IntPrjfolder\Network Data.IntPrjfolder\Main Grid.ElmNet\Bus275.ElmTerm | 0.4 | Network Model.IntPrjfolder\Network Data.IntPrjfolder\Main Grid.ElmNet\Bus275.ElmTerm\Cub_2.StaCubic | abc |  |  |  | 1 | 0
ND0097 | ElmLod | Network Model.IntPrjfolder\Network Data.IntPrjfolder\Main Grid.ElmNet\ND0097.ElmLod | 0 | bus1 | Bus278 | Network Model.IntPrjfolder\Network Data.IntPrjfolder\Main Grid.ElmNet\Bus278.ElmTerm | 0.4 | Network Model.IntPrjfolder\Network Data.IntPrjfolder\Main Grid.ElmNet\Bus278.ElmTerm\Cub_2.StaCubic | abc |  |  |  | 1 | 0
ND0049 | ElmLod | Network Model.IntPrjfolder\Network Data.IntPrjfolder\Main Grid.ElmNet\ND0049.ElmLod | 0 | bus1 | Bus102 | Network Model.IntPrjfolder\Network Data.IntPrjfolder\Main Grid.ElmNet\Bus102.ElmTerm | 0.4 | Network Model.IntPrjfolder\Network Data.IntPrjfolder\Main Grid.ElmNet\Bus102.ElmTerm\Cub_2.StaCubic | abc |  |  |  | 1 | 0
ND0050 | ElmLod | Network Model.IntPrjfolder\Network Data.IntPrjfolder\Main Grid.ElmNet\ND0050.ElmLod | 0 | bus1 | Bus106 | Network Model.IntPrjfolder\Network Data.IntPrjfolder\Main Grid.ElmNet\Bus106.ElmTerm | 0.4 | Network Model.IntPrjfolder\Network Data.IntPrjfolder\Main Grid.ElmNet\Bus106.ElmTerm\Cub_2.StaCubic | abc |  |  |  | 1 | 0
ND0051 | ElmLod | Network Model.IntPrjfolder\Network Data.IntPrjfolder\Main Grid.ElmNet\ND0051.ElmLod | 0 | bus1 | Bus109 | Network Model.IntPrjfolder\Network Data.IntPrjfolder\Main Grid.ElmNet\Bus109.ElmTerm | 0.4 | Network Model.IntPrjfolder\Network Data.IntPrjfolder\Main Grid.ElmNet\Bus109.ElmTerm\Cub_2.StaCubic | abc |  |  |  | 1 | 0
ND0081 | ElmLod | Network Model.IntPrjfolder\Network Data.IntPrjfolder\Main Grid.ElmNet\ND0081.ElmLod | 0 | bus1 | Bus111 | Network Model.IntPrjfolder\Network Data.IntPrjfolder\Main Grid.ElmNet\Bus111.ElmTerm | 0.4 | Network Model.IntPrjfolder\Network Data.IntPrjfolder\Main Grid.ElmNet\Bus111.ElmTerm\Cub_2.StaCubic | abc |  |  |  | 1 | 0
ND0086 | ElmLod | Network Model.IntPrjfolder\Network Data.IntPrjfolder\Main Grid.ElmNet\ND0086.ElmLod | 0 | bus1 | Bus283 | Network Model.IntPrjfolder\Network Data.IntPrjfolder\Main Grid.ElmNet\Bus283.ElmTerm | 0.4 | Network Model.IntPrjfolder\Network Data.IntPrjfolder\Main Grid.ElmNet\Bus283.ElmTerm\Cub_2.StaCubic | abc |  |  |  | 1 | 0
ND0052 | ElmLod | Network Model.IntPrjfolder\Network Data.IntPrjfolder\Main Grid.ElmNet\ND0052.ElmLod | 0 | bus1 | Bus285 | Network Model.IntPrjfolder\Network Data.IntPrjfolder\Main Grid.ElmNet\Bus285.ElmTerm | 0.4 | Network Model.IntPrjfolder\Network Data.IntPrjfolder\Main Grid.ElmNet\Bus285.ElmTerm\Cub_2.StaCubic | abc |  |  |  | 1 | 0
ND0053 | ElmLod | Network Model.IntPrjfolder\Network Data.IntPrjfolder\Main Grid.ElmNet\ND0053.ElmLod | 0 | bus1 | Bus114 | Network Model.IntPrjfolder\Network Data.IntPrjfolder\Main Grid.ElmNet\Bus114.ElmTerm | 0.4 | Network Model.IntPrjfolder\Network Data.IntPrjfolder\Main Grid.ElmNet\Bus114.ElmTerm\Cub_2.StaCubic | abc |  |  |  | 1 | 0
ND0099 | ElmLod | Network Model.IntPrjfolder\Network Data.IntPrjfolder\Main Grid.ElmNet\ND0099.ElmLod | 0 | bus1 | Bus118 | Network Model.IntPrjfolder\Network Data.IntPrjfolder\Main Grid.ElmNet\Bus118.ElmTerm | 0.4 | Network Model.IntPrjfolder\Network Data.IntPrjfolder\Main Grid.ElmNet\Bus118.ElmTerm\Cub_2.StaCubic | abc |  |  |  | 1 | 0
ND0054 | ElmLod | Network Model.IntPrjfolder\Network Data.IntPrjfolder\Main Grid.ElmNet\ND0054.ElmLod | 0 | bus1 | Bus116 | Network Model.IntPrjfolder\Network Data.IntPrjfolder\Main Grid.ElmNet\Bus116.ElmTerm | 0.4 | Network Model.IntPrjfolder\Network Data.IntPrjfolder\Main Grid.ElmNet\Bus116.ElmTerm\Cub_1.StaCubic | abc |  |  |  | 1 | 0
ND0055 | ElmLod | Network Model.IntPrjfolder\Network Data.IntPrjfolder\Main Grid.ElmNet\ND0055.ElmLod | 0 | bus1 | Bus291 | Network Model.IntPrjfolder\Network Data.IntPrjfolder\Main Grid.ElmNet\Bus291.ElmTerm | 0.4 | Network Model.IntPrjfolder\Network Data.IntPrjfolder\Main Grid.ElmNet\Bus291.ElmTerm\Cub_2.StaCubic | abc |  |  |  | 1 | 0
ND0057 | ElmLod | Network Model.IntPrjfolder\Network Data.IntPrjfolder\Main Grid.ElmNet\ND0057.ElmLod | 0 | bus1 | Bus120 | Network Model.IntPrjfolder\Network Data.IntPrjfolder\Main Grid.ElmNet\Bus120.ElmTerm | 0.4 | Network Model.IntPrjfolder\Network Data.IntPrjfolder\Main Grid.ElmNet\Bus120.ElmTerm\Cub_2.StaCubic | abc |  |  |  | 1 | 0
ND0056 | ElmLod | Network Model.IntPrjfolder\Network Data.IntPrjfolder\Main Grid.ElmNet\ND0056.ElmLod | 0 | bus1 | Bus293 | Network Model.IntPrjfolder\Network Data.IntPrjfolder\Main Grid.ElmNet\Bus293.ElmTerm | 0.4 | Network Model.IntPrjfolder\Network Data.IntPrjfolder\Main Grid.ElmNet\Bus293.ElmTerm\Cub_2.StaCubic | abc |  |  |  | 1 | 0
ND0098 | ElmLod | Network Model.IntPrjfolder\Network Data.IntPrjfolder\Main Grid.ElmNet\ND0098.ElmLod | 0 | bus1 | Bus297 | Network Model.IntPrjfolder\Network Data.IntPrjfolder\Main Grid.ElmNet\Bus297.ElmTerm | 0.4 | Network Model.IntPrjfolder\Network Data.IntPrjfolder\Main Grid.ElmNet\Bus297.ElmTerm\Cub_2.StaCubic | abc |  |  |  | 1 | 0
ND0058 | ElmLod | Network Model.IntPrjfolder\Network Data.IntPrjfolder\Main Grid.ElmNet\ND0058.ElmLod | 0 | bus1 | Bus123 | Network Model.IntPrjfolder\Network Data.IntPrjfolder\Main Grid.ElmNet\Bus123.ElmTerm | 0.4 | Network Model.IntPrjfolder\Network Data.IntPrjfolder\Main Grid.ElmNet\Bus123.ElmTerm\Cub_2.StaCubic | abc | Switch | cbk | 1 | 1 | 0
ND0059 | ElmLod | Network Model.IntPrjfolder\Network Data.IntPrjfolder\Main Grid.ElmNet\ND0059.ElmLod | 0 | bus1 | Bus125 | Network Model.IntPrjfolder\Network Data.IntPrjfolder\Main Grid.ElmNet\Bus125.ElmTerm | 0.4 | Network Model.IntPrjfolder\Network Data.IntPrjfolder\Main Grid.ElmNet\Bus125.ElmTerm\Cub_2.StaCubic | abc | Switch | cbk | 1 | 1 | 0
ND0060 | ElmLod | Network Model.IntPrjfolder\Network Data.IntPrjfolder\Main Grid.ElmNet\ND0060.ElmLod | 0 | bus1 | Bus127 | Network Model.IntPrjfolder\Network Data.IntPrjfolder\Main Grid.ElmNet\Bus127.ElmTerm | 0.4 | Network Model.IntPrjfolder\Network Data.IntPrjfolder\Main Grid.ElmNet\Bus127.ElmTerm\Cub_2.StaCubic | abc | Switch | cbk | 1 | 1 | 0
ND0061 | ElmLod | Network Model.IntPrjfolder\Network Data.IntPrjfolder\Main Grid.ElmNet\ND0061.ElmLod | 0 | bus1 | Bus129 | Network Model.IntPrjfolder\Network Data.IntPrjfolder\Main Grid.ElmNet\Bus129.ElmTerm | 0.4 | Network Model.IntPrjfolder\Network Data.IntPrjfolder\Main Grid.ElmNet\Bus129.ElmTerm\Cub_2.StaCubic | abc | Switch | cbk | 1 | 1 | 0
ND0001 | ElmLod | Network Model.IntPrjfolder\Network Data.IntPrjfolder\Main Grid.ElmNet\ND0001.ElmLod | 0 | bus1 | Bus306 | Network Model.IntPrjfolder\Network Data.IntPrjfolder\Main Grid.ElmNet\Bus306.ElmTerm | 0.4 | Network Model.IntPrjfolder\Network Data.IntPrjfolder\Main Grid.ElmNet\Bus306.ElmTerm\Cub_2.StaCubic | abc |  |  |  | 1 | 0
ND0002 | ElmLod | Network Model.IntPrjfolder\Network Data.IntPrjfolder\Main Grid.ElmNet\ND0002.ElmLod | 0 | bus1 | Terminal(27) | Network Model.IntPrjfolder\Network Data.IntPrjfolder\Main Grid.ElmNet\Terminal(27).ElmTerm | 0.4 | Network Model.IntPrjfolder\Network Data.IntPrjfolder\Main Grid.ElmNet\Terminal(27).ElmTerm\Cub_2.StaCubic | abc |  |  |  | 1 | 0
ND0074 | ElmLod | Network Model.IntPrjfolder\Network Data.IntPrjfolder\Main Grid.ElmNet\ND0074.ElmLod | 0 | bus1 | Terminal(28) | Network Model.IntPrjfolder\Network Data.IntPrjfolder\Main Grid.ElmNet\Terminal(28).ElmTerm | 0.4 | Network Model.IntPrjfolder\Network Data.IntPrjfolder\Main Grid.ElmNet\Terminal(28).ElmTerm\Cub_2.StaCubic | abc |  |  |  | 1 | 0
ND0003 | ElmLod | Network Model.IntPrjfolder\Network Data.IntPrjfolder\Main Grid.ElmNet\ND0003.ElmLod | 0 | bus1 | Bus313 | Network Model.IntPrjfolder\Network Data.IntPrjfolder\Main Grid.ElmNet\Bus313.ElmTerm | 0.4 | Network Model.IntPrjfolder\Network Data.IntPrjfolder\Main Grid.ElmNet\Bus313.ElmTerm\Cub_2.StaCubic | abc |  |  |  | 1 | 0
ND0004 | ElmLod | Network Model.IntPrjfolder\Network Data.IntPrjfolder\Main Grid.ElmNet\ND0004.ElmLod | 0 | bus1 | Bus154 | Network Model.IntPrjfolder\Network Data.IntPrjfolder\Main Grid.ElmNet\Bus154.ElmTerm | 0.4 | Network Model.IntPrjfolder\Network Data.IntPrjfolder\Main Grid.ElmNet\Bus154.ElmTerm\Cub_2.StaCubic | abc |  |  |  | 1 | 0
ND0103 | ElmLod | Network Model.IntPrjfolder\Network Data.IntPrjfolder\Main Grid.ElmNet\ND0103.ElmLod | 0 | bus1 | Bus318 | Network Model.IntPrjfolder\Network Data.IntPrjfolder\Main Grid.ElmNet\Bus318.ElmTerm | 0.4 | Network Model.IntPrjfolder\Network Data.IntPrjfolder\Main Grid.ElmNet\Bus318.ElmTerm\Cub_2.StaCubic | abc |  |  |  | 1 | 0
ND0005 | ElmLod | Network Model.IntPrjfolder\Network Data.IntPrjfolder\Main Grid.ElmNet\ND0005.ElmLod | 0 | bus1 | Bus156 | Network Model.IntPrjfolder\Network Data.IntPrjfolder\Main Grid.ElmNet\Bus156.ElmTerm | 0.4 | Network Model.IntPrjfolder\Network Data.IntPrjfolder\Main Grid.ElmNet\Bus156.ElmTerm\Cub_2.StaCubic | abc |  |  |  | 1 | 0
ND0090 | ElmLod | Network Model.IntPrjfolder\Network Data.IntPrjfolder\Main Grid.ElmNet\ND0090.ElmLod | 0 | bus1 | Bus327 | Network Model.IntPrjfolder\Network Data.IntPrjfolder\Main Grid.ElmNet\Bus327.ElmTerm | 0.4 | Network Model.IntPrjfolder\Network Data.IntPrjfolder\Main Grid.ElmNet\Bus327.ElmTerm\Cub_2.StaCubic | abc |  |  |  | 1 | 0
ND0089 | ElmLod | Network Model.IntPrjfolder\Network Data.IntPrjfolder\Main Grid.ElmNet\ND0089.ElmLod | 0 | bus1 | Bus323 | Network Model.IntPrjfolder\Network Data.IntPrjfolder\Main Grid.ElmNet\Bus323.ElmTerm | 0.4 | Network Model.IntPrjfolder\Network Data.IntPrjfolder\Main Grid.ElmNet\Bus323.ElmTerm\Cub_2.StaCubic | abc |  |  |  | 1 | 0
ND0088 | ElmLod | Network Model.IntPrjfolder\Network Data.IntPrjfolder\Main Grid.ElmNet\ND0088.ElmLod | 0 | bus1 | Bus158 | Network Model.IntPrjfolder\Network Data.IntPrjfolder\Main Grid.ElmNet\Bus158.ElmTerm | 0.4 | Network Model.IntPrjfolder\Network Data.IntPrjfolder\Main Grid.ElmNet\Bus158.ElmTerm\Cub_2.StaCubic | abc |  |  |  | 1 | 0
ND0006 | ElmLod | Network Model.IntPrjfolder\Network Data.IntPrjfolder\Main Grid.ElmNet\ND0006.ElmLod | 0 | bus1 | Bus160 | Network Model.IntPrjfolder\Network Data.IntPrjfolder\Main Grid.ElmNet\Bus160.ElmTerm | 0.4 | Network Model.IntPrjfolder\Network Data.IntPrjfolder\Main Grid.ElmNet\Bus160.ElmTerm\Cub_2.StaCubic | abc |  |  |  | 1 | 0
ND0007 | ElmLod | Network Model.IntPrjfolder\Network Data.IntPrjfolder\Main Grid.ElmNet\ND0007.ElmLod | 0 | bus1 | Bus164 | Network Model.IntPrjfolder\Network Data.IntPrjfolder\Main Grid.ElmNet\Bus164.ElmTerm | 0.4 | Network Model.IntPrjfolder\Network Data.IntPrjfolder\Main Grid.ElmNet\Bus164.ElmTerm\Cub_2.StaCubic | abc |  |  |  | 1 | 0
ND0085 | ElmLod | Network Model.IntPrjfolder\Network Data.IntPrjfolder\Main Grid.ElmNet\ND0085.ElmLod | 0 | bus1 | Bus166 | Network Model.IntPrjfolder\Network Data.IntPrjfolder\Main Grid.ElmNet\Bus166.ElmTerm | 0.4 | Network Model.IntPrjfolder\Network Data.IntPrjfolder\Main Grid.ElmNet\Bus166.ElmTerm\Cub_2.StaCubic | abc |  |  |  | 1 | 0
ND0008 | ElmLod | Network Model.IntPrjfolder\Network Data.IntPrjfolder\Main Grid.ElmNet\ND0008.ElmLod | 0 | bus1 | Bus168 | Network Model.IntPrjfolder\Network Data.IntPrjfolder\Main Grid.ElmNet\Bus168.ElmTerm | 0.4 | Network Model.IntPrjfolder\Network Data.IntPrjfolder\Main Grid.ElmNet\Bus168.ElmTerm\Cub_2.StaCubic | abc |  |  |  | 1 | 0
ND0010 | ElmLod | Network Model.IntPrjfolder\Network Data.IntPrjfolder\Main Grid.ElmNet\ND0010.ElmLod | 0 | bus1 | Bus333 | Network Model.IntPrjfolder\Network Data.IntPrjfolder\Main Grid.ElmNet\Bus333.ElmTerm | 0.4 | Network Model.IntPrjfolder\Network Data.IntPrjfolder\Main Grid.ElmNet\Bus333.ElmTerm\Cub_2.StaCubic | abc |  |  |  | 1 | 0
ND0009 | ElmLod | Network Model.IntPrjfolder\Network Data.IntPrjfolder\Main Grid.ElmNet\ND0009.ElmLod | 0 | bus1 | Bus162 | Network Model.IntPrjfolder\Network Data.IntPrjfolder\Main Grid.ElmNet\Bus162.ElmTerm | 0.4 | Network Model.IntPrjfolder\Network Data.IntPrjfolder\Main Grid.ElmNet\Bus162.ElmTerm\Cub_2.StaCubic | abc |  |  |  | 1 | 0
ND0011 | ElmLod | Network Model.IntPrjfolder\Network Data.IntPrjfolder\Main Grid.ElmNet\ND0011.ElmLod | 0 | bus1 | Bus170 | Network Model.IntPrjfolder\Network Data.IntPrjfolder\Main Grid.ElmNet\Bus170.ElmTerm | 0.4 | Network Model.IntPrjfolder\Network Data.IntPrjfolder\Main Grid.ElmNet\Bus170.ElmTerm\Cub_2.StaCubic | abc |  |  |  | 1 | 0
ND0012 | ElmLod | Network Model.IntPrjfolder\Network Data.IntPrjfolder\Main Grid.ElmNet\ND0012.ElmLod | 0 | bus1 | Terminal(34) | Network Model.IntPrjfolder\Network Data.IntPrjfolder\Main Grid.ElmNet\Terminal(34).ElmTerm | 0.4 | Network Model.IntPrjfolder\Network Data.IntPrjfolder\Main Grid.ElmNet\Terminal(34).ElmTerm\Cub_2.StaCubic | abc |  |  |  | 1 | 0
ND0013 | ElmLod | Network Model.IntPrjfolder\Network Data.IntPrjfolder\Main Grid.ElmNet\ND0013.ElmLod | 0 | bus1 | Bus174 | Network Model.IntPrjfolder\Network Data.IntPrjfolder\Main Grid.ElmNet\Bus174.ElmTerm | 0.4 | Network Model.IntPrjfolder\Network Data.IntPrjfolder\Main Grid.ElmNet\Bus174.ElmTerm\Cub_2.StaCubic | abc |  |  |  | 1 | 0
ND0102 | ElmLod | Network Model.IntPrjfolder\Network Data.IntPrjfolder\Main Grid.ElmNet\ND0102.ElmLod | 0 | bus1 | Bus176 | Network Model.IntPrjfolder\Network Data.IntPrjfolder\Main Grid.ElmNet\Bus176.ElmTerm | 0.4 | Network Model.IntPrjfolder\Network Data.IntPrjfolder\Main Grid.ElmNet\Bus176.ElmTerm\Cub_2.StaCubic | abc |  |  |  | 1 | 0
ND0070 | ElmLod | Network Model.IntPrjfolder\Network Data.IntPrjfolder\Main Grid.ElmNet\ND0070.ElmLod | 0 | bus1 | Bus178 | Network Model.IntPrjfolder\Network Data.IntPrjfolder\Main Grid.ElmNet\Bus178.ElmTerm | 0.4 | Network Model.IntPrjfolder\Network Data.IntPrjfolder\Main Grid.ElmNet\Bus178.ElmTerm\Cub_2.StaCubic | abc |  |  |  | 1 | 0
ND0071 | ElmLod | Network Model.IntPrjfolder\Network Data.IntPrjfolder\Main Grid.ElmNet\ND0071.ElmLod | 0 | bus1 | Bus180 | Network Model.IntPrjfolder\Network Data.IntPrjfolder\Main Grid.ElmNet\Bus180.ElmTerm | 0.4 | Network Model.IntPrjfolder\Network Data.IntPrjfolder\Main Grid.ElmNet\Bus180.ElmTerm\Cub_2.StaCubic | abc |  |  |  | 1 | 0
ND0072 | ElmLod | Network Model.IntPrjfolder\Network Data.IntPrjfolder\Main Grid.ElmNet\ND0072.ElmLod | 0 | bus1 | Bus182 | Network Model.IntPrjfolder\Network Data.IntPrjfolder\Main Grid.ElmNet\Bus182.ElmTerm | 0.4 | Network Model.IntPrjfolder\Network Data.IntPrjfolder\Main Grid.ElmNet\Bus182.ElmTerm\Cub_2.StaCubic | abc |  |  |  | 1 | 0
ND0068 | ElmLod | Network Model.IntPrjfolder\Network Data.IntPrjfolder\Main Grid.ElmNet\ND0068.ElmLod | 0 | bus1 | Bus131 | Network Model.IntPrjfolder\Network Data.IntPrjfolder\Main Grid.ElmNet\Bus131.ElmTerm | 0.4 | Network Model.IntPrjfolder\Network Data.IntPrjfolder\Main Grid.ElmNet\Bus131.ElmTerm\Cub_2.StaCubic | abc |  |  |  | 1 | 0
ND0069 | ElmLod | Network Model.IntPrjfolder\Network Data.IntPrjfolder\Main Grid.ElmNet\ND0069.ElmLod | 0 | bus1 | Bus133 | Network Model.IntPrjfolder\Network Data.IntPrjfolder\Main Grid.ElmNet\Bus133.ElmTerm | 0.4 | Network Model.IntPrjfolder\Network Data.IntPrjfolder\Main Grid.ElmNet\Bus133.ElmTerm\Cub_2.StaCubic | abc |  |  |  | 1 | 0
ND0067 | ElmLod | Network Model.IntPrjfolder\Network Data.IntPrjfolder\Main Grid.ElmNet\ND0067.ElmLod | 0 | bus1 | Bus135 | Network Model.IntPrjfolder\Network Data.IntPrjfolder\Main Grid.ElmNet\Bus135.ElmTerm | 0.4 | Network Model.IntPrjfolder\Network Data.IntPrjfolder\Main Grid.ElmNet\Bus135.ElmTerm\Cub_2.StaCubic | abc | Switch | cbk | 1 | 1 | 0
ND0084 | ElmLod | Network Model.IntPrjfolder\Network Data.IntPrjfolder\Main Grid.ElmNet\ND0084.ElmLod | 0 | bus1 | Bus138 | Network Model.IntPrjfolder\Network Data.IntPrjfolder\Main Grid.ElmNet\Bus138.ElmTerm | 0.4 | Network Model.IntPrjfolder\Network Data.IntPrjfolder\Main Grid.ElmNet\Bus138.ElmTerm\Cub_2.StaCubic | abc | Switch | cbk | 1 | 1 | 0
ND0066 | ElmLod | Network Model.IntPrjfolder\Network Data.IntPrjfolder\Main Grid.ElmNet\ND0066.ElmLod | 0 | bus1 | Bus140 | Network Model.IntPrjfolder\Network Data.IntPrjfolder\Main Grid.ElmNet\Bus140.ElmTerm | 0.4 | Network Model.IntPrjfolder\Network Data.IntPrjfolder\Main Grid.ElmNet\Bus140.ElmTerm\Cub_2.StaCubic | abc | Switch | cbk | 1 | 1 | 0
ND0065 | ElmLod | Network Model.IntPrjfolder\Network Data.IntPrjfolder\Main Grid.ElmNet\ND0065.ElmLod | 0 | bus1 | Bus142 | Network Model.IntPrjfolder\Network Data.IntPrjfolder\Main Grid.ElmNet\Bus142.ElmTerm | 0.4 | Network Model.IntPrjfolder\Network Data.IntPrjfolder\Main Grid.ElmNet\Bus142.ElmTerm\Cub_2.StaCubic | abc | Switch | cbk | 1 | 1 | 0
ND0064 | ElmLod | Network Model.IntPrjfolder\Network Data.IntPrjfolder\Main Grid.ElmNet\ND0064.ElmLod | 0 | bus1 | Bus144 | Network Model.IntPrjfolder\Network Data.IntPrjfolder\Main Grid.ElmNet\Bus144.ElmTerm | 0.4 | Network Model.IntPrjfolder\Network Data.IntPrjfolder\Main Grid.ElmNet\Bus144.ElmTerm\Cub_2.StaCubic | abc |  |  |  | 1 | 0
ND0063 | ElmLod | Network Model.IntPrjfolder\Network Data.IntPrjfolder\Main Grid.ElmNet\ND0063.ElmLod | 0 | bus1 | Bus146 | Network Model.IntPrjfolder\Network Data.IntPrjfolder\Main Grid.ElmNet\Bus146.ElmTerm | 0.4 | Network Model.IntPrjfolder\Network Data.IntPrjfolder\Main Grid.ElmNet\Bus146.ElmTerm\Cub_2.StaCubic | abc |  |  |  | 1 | 0
ND0100 | ElmLod | Network Model.IntPrjfolder\Network Data.IntPrjfolder\Main Grid.ElmNet\ND0100.ElmLod | 0 | bus1 | Bus363 | Network Model.IntPrjfolder\Network Data.IntPrjfolder\Main Grid.ElmNet\Bus363.ElmTerm | 0.4 | Network Model.IntPrjfolder\Network Data.IntPrjfolder\Main Grid.ElmNet\Bus363.ElmTerm\Cub_2.StaCubic | abc |  |  |  | 1 | 0
ND0078 | ElmLod | Network Model.IntPrjfolder\Network Data.IntPrjfolder\Main Grid.ElmNet\ND0078.ElmLod | 0 | bus1 | Bus368 | Network Model.IntPrjfolder\Network Data.IntPrjfolder\Main Grid.ElmNet\Bus368.ElmTerm | 0.4 | Network Model.IntPrjfolder\Network Data.IntPrjfolder\Main Grid.ElmNet\Bus368.ElmTerm\Cub_2.StaCubic | abc |  |  |  | 1 | 0
ND0080 | ElmLod | Network Model.IntPrjfolder\Network Data.IntPrjfolder\Main Grid.ElmNet\ND0080.ElmLod | 0 | bus1 | Bus366 | Network Model.IntPrjfolder\Network Data.IntPrjfolder\Main Grid.ElmNet\Bus366.ElmTerm | 0.4 | Network Model.IntPrjfolder\Network Data.IntPrjfolder\Main Grid.ElmNet\Bus366.ElmTerm\Cub_2.StaCubic | abc |  |  |  | 1 | 0
ND0062 | ElmLod | Network Model.IntPrjfolder\Network Data.IntPrjfolder\Main Grid.ElmNet\ND0062.ElmLod | 0 | bus1 | Bus342 | Network Model.IntPrjfolder\Network Data.IntPrjfolder\Main Grid.ElmNet\Bus342.ElmTerm | 0.4 | Network Model.IntPrjfolder\Network Data.IntPrjfolder\Main Grid.ElmNet\Bus342.ElmTerm\Cub_2.StaCubic | abc |  |  |  | 1 | 0
ND0073 | ElmLod | Network Model.IntPrjfolder\Network Data.IntPrjfolder\Main Grid.ElmNet\ND0073.ElmLod | 0 | bus1 | Bus347 | Network Model.IntPrjfolder\Network Data.IntPrjfolder\Main Grid.ElmNet\Bus347.ElmTerm | 0.4 | Network Model.IntPrjfolder\Network Data.IntPrjfolder\Main Grid.ElmNet\Bus347.ElmTerm\Cub_2.StaCubic | abc |  |  |  | 1 | 0
ND0101 | ElmLod | Network Model.IntPrjfolder\Network Data.IntPrjfolder\Main Grid.ElmNet\ND0101.ElmLod | 0 | bus1 | Bus353 | Network Model.IntPrjfolder\Network Data.IntPrjfolder\Main Grid.ElmNet\Bus353.ElmTerm | 0.4 | Network Model.IntPrjfolder\Network Data.IntPrjfolder\Main Grid.ElmNet\Bus353.ElmTerm\Cub_2.StaCubic | abc |  |  |  | 1 | 0
CUMMIN 12 | ElmSym | Network Model.IntPrjfolder\Network Data.IntPrjfolder\Main Grid.ElmNet\CUMMIN 12.ElmSym | 0 | bus1 | Bus6 | Network Model.IntPrjfolder\Network Data.IntPrjfolder\Main Grid.ElmNet\Bus6.ElmTerm | 0.4 | Network Model.IntPrjfolder\Network Data.IntPrjfolder\Main Grid.ElmNet\Bus6.ElmTerm\Cub_2.StaCubic | abc | Switch | cbk | 1 | 1 | 0
CUMMIN 13 | ElmSym | Network Model.IntPrjfolder\Network Data.IntPrjfolder\Main Grid.ElmNet\CUMMIN 13.ElmSym | 0 | bus1 | Bus7 | Network Model.IntPrjfolder\Network Data.IntPrjfolder\Main Grid.ElmNet\Bus7.ElmTerm | 0.4 | Network Model.IntPrjfolder\Network Data.IntPrjfolder\Main Grid.ElmNet\Bus7.ElmTerm\Cub_2.StaCubic | abc | Switch | cbk | 1 | 1 | 0
CUMMIN 9 | ElmSym | Network Model.IntPrjfolder\Network Data.IntPrjfolder\Main Grid.ElmNet\CUMMIN 9.ElmSym | 0 | bus1 | Bus18 | Network Model.IntPrjfolder\Network Data.IntPrjfolder\Main Grid.ElmNet\Bus18.ElmTerm | 0.4 | Network Model.IntPrjfolder\Network Data.IntPrjfolder\Main Grid.ElmNet\Bus18.ElmTerm\Cub_2.StaCubic | abc | Switch | cbk | 1 | 1 | 0
CUMMIN 11 | ElmSym | Network Model.IntPrjfolder\Network Data.IntPrjfolder\Main Grid.ElmNet\CUMMIN 11.ElmSym | 0 | bus1 | Bus33 | Network Model.IntPrjfolder\Network Data.IntPrjfolder\Main Grid.ElmNet\Bus33.ElmTerm | 0.4 | Network Model.IntPrjfolder\Network Data.IntPrjfolder\Main Grid.ElmNet\Bus33.ElmTerm\Cub_2.StaCubic | abc | Switch | cbk | 1 | 1 | 1
CUMMIN 10 | ElmSym | Network Model.IntPrjfolder\Network Data.IntPrjfolder\Main Grid.ElmNet\CUMMIN 10.ElmSym | 0 | bus1 | Bus12 | Network Model.IntPrjfolder\Network Data.IntPrjfolder\Main Grid.ElmNet\Bus12.ElmTerm | 0.4 | Network Model.IntPrjfolder\Network Data.IntPrjfolder\Main Grid.ElmNet\Bus12.ElmTerm\Cub_2.StaCubic | abc | Switch | cbk | 1 | 1 | 0
ENGINE 5 MAN | ElmSym | Network Model.IntPrjfolder\Network Data.IntPrjfolder\Main Grid.ElmNet\ENGINE 5 MAN.ElmSym | 0 | bus1 | Bus1 | Network Model.IntPrjfolder\Network Data.IntPrjfolder\Main Grid.ElmNet\Bus1.ElmTerm | 0.4 | Network Model.IntPrjfolder\Network Data.IntPrjfolder\Main Grid.ElmNet\Bus1.ElmTerm\Cub_2.StaCubic | abc | Switch | cbk | 1 | 1 | 1
ENG 7 MTU | ElmSym | Network Model.IntPrjfolder\Network Data.IntPrjfolder\Main Grid.ElmNet\ENG 7 MTU.ElmSym | 0 | bus1 | Bus4 | Network Model.IntPrjfolder\Network Data.IntPrjfolder\Main Grid.ElmNet\Bus4.ElmTerm | 0.4 | Network Model.IntPrjfolder\Network Data.IntPrjfolder\Main Grid.ElmNet\Bus4.ElmTerm\Cub_2.StaCubic | abc | Switch | cbk | 1 | 1 | 1
Diesel Generator | ElmSym | Network Model.IntPrjfolder\Network Data.IntPrjfolder\Main Grid.ElmNet\Diesel Generator.ElmSym | 0 | bus1 | Bus5 | Network Model.IntPrjfolder\Network Data.IntPrjfolder\Main Grid.ElmNet\Bus5.ElmTerm | 0.4 | Network Model.IntPrjfolder\Network Data.IntPrjfolder\Main Grid.ElmNet\Bus5.ElmTerm\Cub_2.StaCubic | abc | Switch | cbk | 1 | 1 | 1
PLTMG 3 | ElmSym | Network Model.IntPrjfolder\Network Data.IntPrjfolder\Main Grid.ElmNet\PLTMG 3.ElmSym | 0 | bus1 | Bus20 | Network Model.IntPrjfolder\Network Data.IntPrjfolder\Main Grid.ElmNet\Bus20.ElmTerm | 0.4 | Network Model.IntPrjfolder\Network Data.IntPrjfolder\Main Grid.ElmNet\Bus20.ElmTerm\Cub_3.StaCubic | abc | Switch | cbk | 1 | 1 | 0
PLTMG 2 | ElmSym | Network Model.IntPrjfolder\Network Data.IntPrjfolder\Main Grid.ElmNet\PLTMG 2.ElmSym | 0 | bus1 | Bus21 | Network Model.IntPrjfolder\Network Data.IntPrjfolder\Main Grid.ElmNet\Bus21.ElmTerm | 0.4 | Network Model.IntPrjfolder\Network Data.IntPrjfolder\Main Grid.ElmNet\Bus21.ElmTerm\Cub_3.StaCubic | abc | Switch | cbk | 1 | 1 | 0
PLTMG 1 | ElmSym | Network Model.IntPrjfolder\Network Data.IntPrjfolder\Main Grid.ElmNet\PLTMG 1.ElmSym | 0 | bus1 | Bus22 | Network Model.IntPrjfolder\Network Data.IntPrjfolder\Main Grid.ElmNet\Bus22.ElmTerm | 0.4 | Network Model.IntPrjfolder\Network Data.IntPrjfolder\Main Grid.ElmNet\Bus22.ElmTerm\Cub_3.StaCubic | abc | Switch | cbk | 1 | 1 | 0
DEUTZ MWM 2 | ElmSym | Network Model.IntPrjfolder\Network Data.IntPrjfolder\Main Grid.ElmNet\DEUTZ MWM 2.ElmSym | 0 | bus1 | Bus34 | Network Model.IntPrjfolder\Network Data.IntPrjfolder\Main Grid.ElmNet\Bus34.ElmTerm | 0.4 | Network Model.IntPrjfolder\Network Data.IntPrjfolder\Main Grid.ElmNet\Bus34.ElmTerm\Cub_2.StaCubic | abc | Switch | cbk | 1 | 1 | 1

## LF_Nodes
terminal | _path | uknom_kV | u_pu | u1_pu | U_ll_kV | angle_deg | Pgen_MW | Qgen_Mvar | Pload_MW | Qload_Mvar
Bus2 | Network Model.IntPrjfolder\Network Data.IntPrjfolder\Main Grid.ElmNet\Bus2.ElmTerm | 20 | 1.0025 | 1.0025 | 20.0497 | 28.3796 | 0 | 0 | 0 | 0
Bus9 | Network Model.IntPrjfolder\Network Data.IntPrjfolder\Main Grid.ElmNet\Bus9.ElmTerm | 20 | 1.0025 | 1.0025 | 20.0497 | 28.3796 | 0 | 0 | 0 | 0
Bus23 | Network Model.IntPrjfolder\Network Data.IntPrjfolder\Main Grid.ElmNet\Bus23.ElmTerm | 20 | 1.0025 | 1.0025 | 20.0497 | 28.3796 | 0 | 0 | 0 | 0
Bus3 | Network Model.IntPrjfolder\Network Data.IntPrjfolder\Main Grid.ElmNet\Bus3.ElmTerm | 20 | 1.0025 | 1.0025 | 20.0497 | 28.3796 | 0 | 0 | 0 | 0
Bus1 | Network Model.IntPrjfolder\Network Data.IntPrjfolder\Main Grid.ElmNet\Bus1.ElmTerm | 0.4 | 1.0025 | 1.0025 | 0.40099 | -1.6204 | 0 | 0 | 0 | 0
Bus4 | Network Model.IntPrjfolder\Network Data.IntPrjfolder\Main Grid.ElmNet\Bus4.ElmTerm | 0.4 | 1.0025 | 1.0025 | 0.40099 | -1.6204 | 0 | 0 | 0 | 0
Bus5 | Network Model.IntPrjfolder\Network Data.IntPrjfolder\Main Grid.ElmNet\Bus5.ElmTerm | 0.4 | 1.0025 | 1.0025 | 0.40099 | -1.6204 | 0 | 0 | 0 | 0
Terminal(3) | Network Model.IntPrjfolder\Network Data.IntPrjfolder\Main Grid.ElmNet\Terminal(3).ElmTerm | 0.4 | 1.0025 | 1.0025 | 0.40099 | -1.6204 | 0 | 0 | 0 | 0
Bus6 | Network Model.IntPrjfolder\Network Data.IntPrjfolder\Main Grid.ElmNet\Bus6.ElmTerm | 0.4 | 1 | 1 | 0.4 | -0.086267 | 0.421 | 0.28038 | 0 | 0
Bus7 | Network Model.IntPrjfolder\Network Data.IntPrjfolder\Main Grid.ElmNet\Bus7.ElmTerm | 0.4 | 1 | 1 | 0.4 | -0.078978 | 0.423 | 0.28043 | 0 | 0
Bus18 | Network Model.IntPrjfolder\Network Data.IntPrjfolder\Main Grid.ElmNet\Bus18.ElmTerm | 0.4 | 1 | 1 | 0.4 | -0.34504 | 0.35 | 0.27863 | 0 | 0
Bus12 | Network Model.IntPrjfolder\Network Data.IntPrjfolder\Main Grid.ElmNet\Bus12.ElmTerm | 0.4 | 1 | 1 | 0.4 | -0.27215 | 0.37 | 0.27909 | 0 | 0
Bus33 | Network Model.IntPrjfolder\Network Data.IntPrjfolder\Main Grid.ElmNet\Bus33.ElmTerm | 0.4 | 1.0025 | 1.0025 | 0.40099 | -1.6204 | 0 | 0 | 0 | 0
Bus34 | Network Model.IntPrjfolder\Network Data.IntPrjfolder\Main Grid.ElmNet\Bus34.ElmTerm | 0.4 | 1.0025 | 1.0025 | 0.40099 | -1.6204 | 0 | 0 | 0 | 0
Bus24 | Network Model.IntPrjfolder\Network Data.IntPrjfolder\Main Grid.ElmNet\Bus24.ElmTerm | 20 | 1.0024 | 1.0024 | 20.0471 | 28.3811 | 0 | 0 | 0 | 0
Terminal(6) | Network Model.IntPrjfolder\Network Data.IntPrjfolder\Main Grid.ElmNet\Terminal(6).ElmTerm | 20 | 1.0025 | 1.0025 | 20.0497 | 28.3796 | 0 | 0 | 0 | 0
Bus25 | Network Model.IntPrjfolder\Network Data.IntPrjfolder\Main Grid.ElmNet\Bus25.ElmTerm | 20 | 1.0022 | 1.0022 | 20.0449 | 28.3783 | 0 | 0 | 0 | 0
Bus188 | Network Model.IntPrjfolder\Network Data.IntPrjfolder\Main Grid.ElmNet\Bus188.ElmTerm | 20 | 1.0022 | 1.0022 | 20.0446 | 28.3779 | 0 | 0 | 0 | 0
Bus192 | Network Model.IntPrjfolder\Network Data.IntPrjfolder\Main Grid.ElmNet\Bus192.ElmTerm | 20 | 1.0022 | 1.0022 | 20.044 | 28.377 | 0 | 0 | 0 | 0
Bus187 | Network Model.IntPrjfolder\Network Data.IntPrjfolder\Main Grid.ElmNet\Bus187.ElmTerm | 0.4 | 0.99114 | 0.99114 | 0.39645 | -2.6313 | 0 | 0 | 0.04374 | 0.02711
Bus191 | Network Model.IntPrjfolder\Network Data.IntPrjfolder\Main Grid.ElmNet\Bus191.ElmTerm | 0.4 | 0.98776 | 0.98776 | 0.39511 | -2.9321 | 0 | 0 | 0.02827 | 0.0175
Bus27 | Network Model.IntPrjfolder\Network Data.IntPrjfolder\Main Grid.ElmNet\Bus27.ElmTerm | 20 | 1.002 | 1.002 | 20.0403 | 28.372 | 0 | 0 | 0 | 0
Bus29 | Network Model.IntPrjfolder\Network Data.IntPrjfolder\Main Grid.ElmNet\Bus29.ElmTerm | 0.4 | 0.98475 | 0.98475 | 0.3939 | -3.1855 | 0 | 0 | 0.06705 | 0.04158
Bus31 | Network Model.IntPrjfolder\Network Data.IntPrjfolder\Main Grid.ElmNet\Bus31.ElmTerm | 20 | 1.0018 | 1.0018 | 20.0354 | 28.3655 | 0 | 0 | 0 | 0
Bus30 | Network Model.IntPrjfolder\Network Data.IntPrjfolder\Main Grid.ElmNet\Bus30.ElmTerm | 0.4 | 0.98523 | 0.98523 | 0.39409 | -3.129 | 0 | 0 | 0.06435 | 0.03989
Terminal(7) | Network Model.IntPrjfolder\Network Data.IntPrjfolder\Main Grid.ElmNet\Terminal(7).ElmTerm | 20 | 1.0012 | 1.0012 | 20.0237 | 28.3497 | 0 | 0 | 0 | 0
Bus42 | Network Model.IntPrjfolder\Network Data.IntPrjfolder\Main Grid.ElmNet\Bus42.ElmTerm | 20 | 1.0012 | 1.0012 | 20.0237 | 28.3497 | 0 | 0 | 0 | 0
Bus194 | Network Model.IntPrjfolder\Network Data.IntPrjfolder\Main Grid.ElmNet\Bus194.ElmTerm | 20 | 1.0008 | 1.0008 | 20.0166 | 28.3402 | 0 | 0 | 0 | 0
Bus195 | Network Model.IntPrjfolder\Network Data.IntPrjfolder\Main Grid.ElmNet\Bus195.ElmTerm | 0.4 | 0.98736 | 0.98736 | 0.39495 | -2.8838 | 0 | 0 | 0.05277 | 0.03268
Bus41 | Network Model.IntPrjfolder\Network Data.IntPrjfolder\Main Grid.ElmNet\Bus41.ElmTerm | 20 | 1.0003 | 1.0003 | 20.006 | 28.3259 | 0 | 0 | 0 | 0
Bus40 | Network Model.IntPrjfolder\Network Data.IntPrjfolder\Main Grid.ElmNet\Bus40.ElmTerm | 0.4 | 0.98633 | 0.98633 | 0.39453 | -2.9428 | 0 | 0 | 0.05461 | 0.03385
Bus198 | Network Model.IntPrjfolder\Network Data.IntPrjfolder\Main Grid.ElmNet\Bus198.ElmTerm | 20 | 1 | 1 | 20.0004 | 28.3183 | 0 | 0 | 0 | 0
Bus197 | Network Model.IntPrjfolder\Network Data.IntPrjfolder\Main Grid.ElmNet\Bus197.ElmTerm | 0.4 | 0.98309 | 0.98309 | 0.39323 | -3.214 | 0 | 0 | 0.16431 | 0.10185
Bus43 | Network Model.IntPrjfolder\Network Data.IntPrjfolder\Main Grid.ElmNet\Bus43.ElmTerm | 20 | 0.99986 | 0.99986 | 19.9973 | 28.3141 | 0 | 0 | 0 | 0
Bus49 | Network Model.IntPrjfolder\Network Data.IntPrjfolder\Main Grid.ElmNet\Bus49.ElmTerm | 20 | 0.99973 | 0.99973 | 19.9945 | 28.3105 | 0 | 0 | 0 | 0
Bus50 | Network Model.IntPrjfolder\Network Data.IntPrjfolder\Main Grid.ElmNet\Bus50.ElmTerm | 20 | 0.9997 | 0.9997 | 19.994 | 28.3098 | 0 | 0 | 0 | 0
Bus202 | Network Model.IntPrjfolder\Network Data.IntPrjfolder\Main Grid.ElmNet\Bus202.ElmTerm | 20 | 0.99963 | 0.99963 | 19.9925 | 28.3077 | 0 | 0 | 0 | 0
Bus205 | Network Model.IntPrjfolder\Network Data.IntPrjfolder\Main Grid.ElmNet\Bus205.ElmTerm | 20 | 0.9996 | 0.9996 | 19.9921 | 28.3071 | 0 | 0 | 0 | 0
Bus201 | Network Model.IntPrjfolder\Network Data.IntPrjfolder\Main Grid.ElmNet\Bus201.ElmTerm | 20 | 0.99966 | 0.99966 | 19.9931 | 28.3085 | 0 | 0 | 0 | 0
Bus45 | Network Model.IntPrjfolder\Network Data.IntPrjfolder\Main Grid.ElmNet\Bus45.ElmTerm | 0.4 | 0.9836 | 0.9836 | 0.39344 | -3.1512 | 0 | 0 | 0.10033 | 0.06218
Bus47 | Network Model.IntPrjfolder\Network Data.IntPrjfolder\Main Grid.ElmNet\Bus47.ElmTerm | 0.4 | 0.98265 | 0.98265 | 0.39306 | -3.2312 | 0 | 0 | 0.16496 | 0.10224
Bus200 | Network Model.IntPrjfolder\Network Data.IntPrjfolder\Main Grid.ElmNet\Bus200.ElmTerm | 0.4 | 0.98538 | 0.98538 | 0.39415 | -2.9867 | 0 | 0 | 0.05563 | 0.03447
Bus204 | Network Model.IntPrjfolder\Network Data.IntPrjfolder\Main Grid.ElmNet\Bus204.ElmTerm | 0.4 | 0.9827 | 0.9827 | 0.39308 | -3.2234 | 0 | 0 | 0.065595 | 0.040655
Bus63 | Network Model.IntPrjfolder\Network Data.IntPrjfolder\Main Grid.ElmNet\Bus63.ElmTerm | 20 | 0.99982 | 0.99982 | 19.9965 | 28.3131 | 0 | 0 | 0 | 0
Bus62 | Network Model.IntPrjfolder\Network Data.IntPrjfolder\Main Grid.ElmNet\Bus62.ElmTerm | 0.4 | 0.9829 | 0.9829 | 0.39316 | -3.219 | 0 | 0 | 0.16422 | 0.10176
Terminal(8) | Network Model.IntPrjfolder\Network Data.IntPrjfolder\Main Grid.ElmNet\Terminal(8).ElmTerm | 20 | 0.99974 | 0.99974 | 19.9948 | 28.3107 | 0 | 0 | 0 | 0
Bus44 | Network Model.IntPrjfolder\Network Data.IntPrjfolder\Main Grid.ElmNet\Bus44.ElmTerm | 20 | 0.99974 | 0.99974 | 19.9948 | 28.3107 | 0 | 0 | 0 | 0
Bus206 | Network Model.IntPrjfolder\Network Data.IntPrjfolder\Main Grid.ElmNet\Bus206.ElmTerm | 20 | 0.99967 | 0.99967 | 19.9934 | 28.3089 | 0 | 0 | 0 | 0
Bus66 | Network Model.IntPrjfolder\Network Data.IntPrjfolder\Main Grid.ElmNet\Bus66.ElmTerm | 0.4 | 0.98731 | 0.98731 | 0.39492 | -2.8165 | 0 | 0 | 0.04846 | 0.03003
Bus71 | Network Model.IntPrjfolder\Network Data.IntPrjfolder\Main Grid.ElmNet\Bus71.ElmTerm | 20 | 0.99944 | 0.99944 | 19.9888 | 28.3026 | 0 | 0 | 0 | 0
Bus70 | Network Model.IntPrjfolder\Network Data.IntPrjfolder\Main Grid.ElmNet\Bus70.ElmTerm | 0.4 | 0.98313 | 0.98313 | 0.39325 | -3.1761 | 0 | 0 | 0.06339 | 0.03928
Bus209 | Network Model.IntPrjfolder\Network Data.IntPrjfolder\Main Grid.ElmNet\Bus209.ElmTerm | 20 | 0.99909 | 0.99909 | 19.9817 | 28.293 | 0 | 0 | 0 | 0
Bus208 | Network Model.IntPrjfolder\Network Data.IntPrjfolder\Main Grid.ElmNet\Bus208.ElmTerm | 0.4 | 0.98595 | 0.98595 | 0.39438 | -2.9029 | 0 | 0 | 0.0514 | 0.03185
Bus210 | Network Model.IntPrjfolder\Network Data.IntPrjfolder\Main Grid.ElmNet\Bus210.ElmTerm | 20 | 0.99908 | 0.99908 | 19.9816 | 28.2929 | 0 | 0 | 0 | 0
Bus213 | Network Model.IntPrjfolder\Network Data.IntPrjfolder\Main Grid.ElmNet\Bus213.ElmTerm | 20 | 0.99892 | 0.99892 | 19.9784 | 28.2885 | 0 | 0 | 0 | 0
Bus212 | Network Model.IntPrjfolder\Network Data.IntPrjfolder\Main Grid.ElmNet\Bus212.ElmTerm | 0.4 | 0.98178 | 0.98178 | 0.39271 | -3.2631 | 0 | 0 | 0.06639 | 0.04117
Bus216 | Network Model.IntPrjfolder\Network Data.IntPrjfolder\Main Grid.ElmNet\Bus216.ElmTerm | 20 | 0.99907 | 0.99907 | 19.9814 | 28.2926 | 0 | 0 | 0 | 0
Bus215 | Network Model.IntPrjfolder\Network Data.IntPrjfolder\Main Grid.ElmNet\Bus215.ElmTerm | 0.4 | 0.98896 | 0.98896 | 0.39558 | -2.6278 | 0 | 0 | 0.00992 | 0.00617
Bus219 | Network Model.IntPrjfolder\Network Data.IntPrjfolder\Main Grid.ElmNet\Bus219.ElmTerm | 20 | 0.99906 | 0.99906 | 19.9811 | 28.2922 | 0 | 0 | 0 | 0
Terminal(9) | Network Model.IntPrjfolder\Network Data.IntPrjfolder\Main Grid.ElmNet\Terminal(9).ElmTerm | 0.4 | 0.98687 | 0.98687 | 0.39475 | -2.8181 | 0 | 0 | 0.02388 | 0.0148
Bus220 | Network Model.IntPrjfolder\Network Data.IntPrjfolder\Main Grid.ElmNet\Bus220.ElmTerm | 20 | 0.99904 | 0.99904 | 19.9808 | 28.2918 | 0 | 0 | 0 | 0
Bus223 | Network Model.IntPrjfolder\Network Data.IntPrjfolder\Main Grid.ElmNet\Bus223.ElmTerm | 20 | 0.99902 | 0.99902 | 19.9804 | 28.2911 | 0 | 0 | 0 | 0
Bus227 | Network Model.IntPrjfolder\Network Data.IntPrjfolder\Main Grid.ElmNet\Bus227.ElmTerm | 20 | 0.99902 | 0.99902 | 19.9804 | 28.2912 | 0 | 0 | 0 | 0
Bus222 | Network Model.IntPrjfolder\Network Data.IntPrjfolder\Main Grid.ElmNet\Bus222.ElmTerm | 0.4 | 0.98763 | 0.98763 | 0.39505 | -2.7472 | 0 | 0 | 0.02235 | 0.01385
Bus226 | Network Model.IntPrjfolder\Network Data.IntPrjfolder\Main Grid.ElmNet\Bus226.ElmTerm | 0.4 | 0.98897 | 0.98897 | 0.39559 | -2.6274 | 0 | 0 | 0.0198 | 0.01227
Terminal(10) | Network Model.IntPrjfolder\Network Data.IntPrjfolder\Main Grid.ElmNet\Terminal(10).ElmTerm | 20 | 1.0025 | 1.0025 | 20.0497 | 28.3796 | 0 | 0 | 0 | 0
Bus10 | Network Model.IntPrjfolder\Network Data.IntPrjfolder\Main Grid.ElmNet\Bus10.ElmTerm | 20 | 1.0024 | 1.0024 | 20.0489 | 28.3801 | 0 | 0 | 0 | 0
Bus184 | Network Model.IntPrjfolder\Network Data.IntPrjfolder\Main Grid.ElmNet\Bus184.ElmTerm | 20 | 1.0021 | 1.0021 | 20.0415 | 28.3702 | 0 | 0 | 0 | 0
Bus13 | Network Model.IntPrjfolder\Network Data.IntPrjfolder\Main Grid.ElmNet\Bus13.ElmTerm | 0.4 | 0.99503 | 0.99503 | 0.39801 | -2.2743 | 0 | 0 | 0.02804 | 0.01737
Bus14 | Network Model.IntPrjfolder\Network Data.IntPrjfolder\Main Grid.ElmNet\Bus14.ElmTerm | 20 | 1.0018 | 1.0018 | 20.0368 | 28.3639 | 0 | 0 | 0 | 0
Bus229 | Network Model.IntPrjfolder\Network Data.IntPrjfolder\Main Grid.ElmNet\Bus229.ElmTerm | 20 | 1.0018 | 1.0018 | 20.0364 | 28.3633 | 0 | 0 | 0 | 0
Bus15 | Network Model.IntPrjfolder\Network Data.IntPrjfolder\Main Grid.ElmNet\Bus15.ElmTerm | 0.4 | 0.99612 | 0.99612 | 0.39845 | -2.1592 | 0 | 0 | 0.02275 | 0.0141
Terminal(12) | Network Model.IntPrjfolder\Network Data.IntPrjfolder\Main Grid.ElmNet\Terminal(12).ElmTerm | 20 | 0.99997 | 0.99997 | 19.9993 | 28.3133 | 0 | 0 | 0 | 0
Bus230 | Network Model.IntPrjfolder\Network Data.IntPrjfolder\Main Grid.ElmNet\Bus230.ElmTerm | 20 | 0.99997 | 0.99997 | 19.9993 | 28.3133 | 0 | 0 | 0 | 0
Bus28 | Network Model.IntPrjfolder\Network Data.IntPrjfolder\Main Grid.ElmNet\Bus28.ElmTerm | 20 | 0.99976 | 0.99976 | 19.9953 | 28.3079 | 0 | 0 | 0 | 0
Bus26 | Network Model.IntPrjfolder\Network Data.IntPrjfolder\Main Grid.ElmNet\Bus26.ElmTerm | 0.4 | 0.99747 | 0.99747 | 0.39899 | -1.9031 | 0 | 0 | 0.00459 | 0.00285
Bus36 | Network Model.IntPrjfolder\Network Data.IntPrjfolder\Main Grid.ElmNet\Bus36.ElmTerm | 20 | 0.99656 | 0.99656 | 19.9312 | 28.2209 | 0 | 0 | 0 | 0
Bus234 | Network Model.IntPrjfolder\Network Data.IntPrjfolder\Main Grid.ElmNet\Bus234.ElmTerm | 20 | 0.99649 | 0.99649 | 19.9297 | 28.219 | 0 | 0 | 0 | 0
Bus231 | Network Model.IntPrjfolder\Network Data.IntPrjfolder\Main Grid.ElmNet\Bus231.ElmTerm | 20 | 0.99656 | 0.99656 | 19.9312 | 28.2209 | 0 | 0 | 0 | 0
Bus32 | Network Model.IntPrjfolder\Network Data.IntPrjfolder\Main Grid.ElmNet\Bus32.ElmTerm | 0.4 | 0.99141 | 0.99141 | 0.39656 | -2.2537 | 0 | 0 | 0.01023 | 0.00634
Bus233 | Network Model.IntPrjfolder\Network Data.IntPrjfolder\Main Grid.ElmNet\Bus233.ElmTerm | 0.4 | 1.0048 | 1.0048 | 0.40193 | -2.8569 | 0 | 0 | 0.12789 | 0.07926
Bus235 | Network Model.IntPrjfolder\Network Data.IntPrjfolder\Main Grid.ElmNet\Bus235.ElmTerm | 20 | 0.99631 | 0.99631 | 19.9261 | 28.214 | 0 | 0 | 0 | 0
Bus74 | Network Model.IntPrjfolder\Network Data.IntPrjfolder\Main Grid.ElmNet\Bus74.ElmTerm | 20 | 0.99628 | 0.99628 | 19.9257 | 28.2134 | 0 | 0 | 0 | 0
Bus78 | Network Model.IntPrjfolder\Network Data.IntPrjfolder\Main Grid.ElmNet\Bus78.ElmTerm | 20 | 0.99627 | 0.99627 | 19.9255 | 28.2131 | 0 | 0 | 0 | 0
Bus72 | Network Model.IntPrjfolder\Network Data.IntPrjfolder\Main Grid.ElmNet\Bus72.ElmTerm | 0.4 | 0.9887 | 0.9887 | 0.39548 | -2.4834 | 0 | 0 | 0.029946 | 0.018558
Bus77 | Network Model.IntPrjfolder\Network Data.IntPrjfolder\Main Grid.ElmNet\Bus77.ElmTerm | 0.4 | 0.99171 | 0.99171 | 0.39669 | -2.2076 | 0 | 0 | 0.00907 | 0.00562
Bus238 | Network Model.IntPrjfolder\Network Data.IntPrjfolder\Main Grid.ElmNet\Bus238.ElmTerm | 20 | 0.99522 | 0.99522 | 19.9044 | 28.1845 | 0 | 0 | 0 | 0
Bus237 | Network Model.IntPrjfolder\Network Data.IntPrjfolder\Main Grid.ElmNet\Bus237.ElmTerm | 0.4 | 1.0052 | 1.0052 | 0.40209 | -2.7412 | 0 | 0 | 0.04123 | 0.02556
Terminal(13) | Network Model.IntPrjfolder\Network Data.IntPrjfolder\Main Grid.ElmNet\Terminal(13).ElmTerm | 20 | 0.99505 | 0.99505 | 19.9009 | 28.1798 | 0 | 0 | 0 | 0
Bus239 | Network Model.IntPrjfolder\Network Data.IntPrjfolder\Main Grid.ElmNet\Bus239.ElmTerm | 20 | 0.99505 | 0.99505 | 19.9009 | 28.1798 | 0 | 0 | 0 | 0
Bus39 | Network Model.IntPrjfolder\Network Data.IntPrjfolder\Main Grid.ElmNet\Bus39.ElmTerm | 20 | 0.99348 | 0.99348 | 19.8697 | 28.1371 | 0 | 0 | 0 | 0
Bus38 | Network Model.IntPrjfolder\Network Data.IntPrjfolder\Main Grid.ElmNet\Bus38.ElmTerm | 0.4 | 0.98755 | 0.98755 | 0.39502 | -2.4109 | 0 | 0 | 0.01173 | 0.00727
Bus82 | Network Model.IntPrjfolder\Network Data.IntPrjfolder\Main Grid.ElmNet\Bus82.ElmTerm | 20 | 0.993 | 0.993 | 19.8601 | 28.124 | 0 | 0 | 0 | 0
Bus81 | Network Model.IntPrjfolder\Network Data.IntPrjfolder\Main Grid.ElmNet\Bus81.ElmTerm | 0.4 | 1.0062 | 1.0062 | 0.40247 | -2.5171 | 0 | 0 | 0.01426 | 0.00884
Bus240 | Network Model.IntPrjfolder\Network Data.IntPrjfolder\Main Grid.ElmNet\Bus240.ElmTerm | 20 | 0.99029 | 0.99029 | 19.8058 | 28.0497 | 0 | 0 | 0 | 0
Bus91 | Network Model.IntPrjfolder\Network Data.IntPrjfolder\Main Grid.ElmNet\Bus91.ElmTerm | 20 | 0.99018 | 0.99018 | 19.8037 | 28.0466 | 0 | 0 | 0 | 0
Bus90 | Network Model.IntPrjfolder\Network Data.IntPrjfolder\Main Grid.ElmNet\Bus90.ElmTerm | 0.4 | 1.0079 | 1.0079 | 0.40314 | -2.1843 | 0 | 0 | 0.00513 | 0.00318
Bus93 | Network Model.IntPrjfolder\Network Data.IntPrjfolder\Main Grid.ElmNet\Bus93.ElmTerm | 20 | 0.99007 | 0.99007 | 19.8015 | 28.0435 | 0 | 0 | 0 | 0
Bus241 | Network Model.IntPrjfolder\Network Data.IntPrjfolder\Main Grid.ElmNet\Bus241.ElmTerm | 20 | 0.99004 | 0.99004 | 19.8007 | 28.0424 | 0 | 0 | 0 | 0
Bus244 | Network Model.IntPrjfolder\Network Data.IntPrjfolder\Main Grid.ElmNet\Bus244.ElmTerm | 20 | 0.99006 | 0.99006 | 19.8013 | 28.0432 | 0 | 0 | 0 | 0
Bus247 | Network Model.IntPrjfolder\Network Data.IntPrjfolder\Main Grid.ElmNet\Bus247.ElmTerm | 20 | 0.98999 | 0.98999 | 19.7998 | 28.041 | 0 | 0 | 0 | 0
Bus250 | Network Model.IntPrjfolder\Network Data.IntPrjfolder\Main Grid.ElmNet\Bus250.ElmTerm | 20 | 0.98995 | 0.98995 | 19.799 | 28.0399 | 0 | 0 | 0 | 0
Bus254 | Network Model.IntPrjfolder\Network Data.IntPrjfolder\Main Grid.ElmNet\Bus254.ElmTerm | 20 | 0.98995 | 0.98995 | 19.7989 | 28.0398 | 0 | 0 | 0 | 0
Bus257 | Network Model.IntPrjfolder\Network Data.IntPrjfolder\Main Grid.ElmNet\Bus257.ElmTerm | 20 | 0.98994 | 0.98994 | 19.7988 | 28.0397 | 0 | 0 | 0 | 0
Bus92 | Network Model.IntPrjfolder\Network Data.IntPrjfolder\Main Grid.ElmNet\Bus92.ElmTerm | 0.4 | 1.0064 | 1.0064 | 0.40255 | -2.3099 | 0 | 0 | 0.01563 | 0.00969
Bus243 | Network Model.IntPrjfolder\Network Data.IntPrjfolder\Main Grid.ElmNet\Bus243.ElmTerm | 0.4 | 0.99932 | 0.99932 | 0.39973 | -2.9446 | 0 | 0 | 0.04351 | 0.02697
Bus246 | Network Model.IntPrjfolder\Network Data.IntPrjfolder\Main Grid.ElmNet\Bus246.ElmTerm | 0.4 | 0.98824 | 0.98824 | 0.3953 | -2.1215 | 0 | 0 | 0.00694 | 0.00431
Bus249 | Network Model.IntPrjfolder\Network Data.IntPrjfolder\Main Grid.ElmNet\Bus249.ElmTerm | 0.4 | 0.98714 | 0.98714 | 0.39485 | -2.2216 | 0 | 0 | 0.01115 | 0.00691
Bus253 | Network Model.IntPrjfolder\Network Data.IntPrjfolder\Main Grid.ElmNet\Bus253.ElmTerm | 0.4 | 0.98762 | 0.98762 | 0.39505 | -2.177 | 0 | 0 | 0.00925 | 0.00573
Bus256 | Network Model.IntPrjfolder\Network Data.IntPrjfolder\Main Grid.ElmNet\Bus256.ElmTerm | 0.4 | 0.98716 | 0.98716 | 0.39487 | -2.219 | 0 | 0 | 0.01103 | 0.00683
Terminal(14) | Network Model.IntPrjfolder\Network Data.IntPrjfolder\Main Grid.ElmNet\Terminal(14).ElmTerm | 20 | 0.99008 | 0.99008 | 19.8016 | 28.0439 | 0 | 0 | 0 | 0
Bus258 | Network Model.IntPrjfolder\Network Data.IntPrjfolder\Main Grid.ElmNet\Bus258.ElmTerm | 20 | 0.99008 | 0.99008 | 19.8016 | 28.0439 | 0 | 0 | 0 | 0
Bus84 | Network Model.IntPrjfolder\Network Data.IntPrjfolder\Main Grid.ElmNet\Bus84.ElmTerm | 20 | 0.98978 | 0.98978 | 19.7956 | 28.0357 | 0 | 0 | 0 | 0
Bus83 | Network Model.IntPrjfolder\Network Data.IntPrjfolder\Main Grid.ElmNet\Bus83.ElmTerm | 0.4 | 1.0061 | 1.0061 | 0.40242 | -3.2401 | 0 | 0 | 0.05714 | 0.03541
Bus86 | Network Model.IntPrjfolder\Network Data.IntPrjfolder\Main Grid.ElmNet\Bus86.ElmTerm | 20 | 0.98913 | 0.98913 | 19.7827 | 28.0179 | 0 | 0 | 0 | 0
Bus85 | Network Model.IntPrjfolder\Network Data.IntPrjfolder\Main Grid.ElmNet\Bus85.ElmTerm | 0.4 | 1.0011 | 1.0011 | 0.40045 | -2.7252 | 0 | 0 | 0.03276 | 0.0203
Bus261 | Network Model.IntPrjfolder\Network Data.IntPrjfolder\Main Grid.ElmNet\Bus261.ElmTerm | 20 | 0.98912 | 0.98912 | 19.7824 | 28.0175 | 0 | 0 | 0 | 0
Bus262 | Network Model.IntPrjfolder\Network Data.IntPrjfolder\Main Grid.ElmNet\Bus262.ElmTerm | 20 | 0.98911 | 0.98911 | 19.7823 | 28.0173 | 0 | 0 | 0 | 0
Bus260 | Network Model.IntPrjfolder\Network Data.IntPrjfolder\Main Grid.ElmNet\Bus260.ElmTerm | 0.4 | 0.98697 | 0.98697 | 0.39479 | -2.1823 | 0 | 0 | 0.0085 | 0.00527
Bus88 | Network Model.IntPrjfolder\Network Data.IntPrjfolder\Main Grid.ElmNet\Bus88.ElmTerm | 20 | 0.98909 | 0.98909 | 19.7819 | 28.0168 | 0 | 0 | 0 | 0
Bus87 | Network Model.IntPrjfolder\Network Data.IntPrjfolder\Main Grid.ElmNet\Bus87.ElmTerm | 0.4 | 1.0054 | 1.0054 | 0.40216 | -2.3365 | 0 | 0 | 0.00782 | 0.00484
Terminal(15) | Network Model.IntPrjfolder\Network Data.IntPrjfolder\Main Grid.ElmNet\Terminal(15).ElmTerm | 20 | 0.98905 | 0.98905 | 19.781 | 28.0156 | 0 | 0 | 0 | 0
Bus263 | Network Model.IntPrjfolder\Network Data.IntPrjfolder\Main Grid.ElmNet\Bus263.ElmTerm | 20 | 0.98905 | 0.98905 | 19.781 | 28.0156 | 0 | 0 | 0 | 0
Bus95 | Network Model.IntPrjfolder\Network Data.IntPrjfolder\Main Grid.ElmNet\Bus95.ElmTerm | 20 | 0.98813 | 0.98813 | 19.7626 | 27.9902 | 0 | 0 | 0 | 0
Bus94 | Network Model.IntPrjfolder\Network Data.IntPrjfolder\Main Grid.ElmNet\Bus94.ElmTerm | 0.4 | 1.004 | 1.004 | 0.40158 | -2.4046 | 0 | 0 | 0.00872 | 0.00541
Bus97 | Network Model.IntPrjfolder\Network Data.IntPrjfolder\Main Grid.ElmNet\Bus97.ElmTerm | 20 | 0.98723 | 0.98723 | 19.7445 | 27.9654 | 0 | 0 | 0 | 0
Bus96 | Network Model.IntPrjfolder\Network Data.IntPrjfolder\Main Grid.ElmNet\Bus96.ElmTerm | 0.4 | 1.0013 | 1.0013 | 0.40052 | -2.5879 | 0 | 0 | 0.02435 | 0.015077
Bus264 | Network Model.IntPrjfolder\Network Data.IntPrjfolder\Main Grid.ElmNet\Bus264.ElmTerm | 20 | 0.98632 | 0.98632 | 19.7263 | 27.9403 | 0 | 0 | 0 | 0
Terminal(16) | Network Model.IntPrjfolder\Network Data.IntPrjfolder\Main Grid.ElmNet\Terminal(16).ElmTerm | 20 | 0.98631 | 0.98631 | 19.7262 | 27.9401 | 0 | 0 | 0 | 0
Bus268 | Network Model.IntPrjfolder\Network Data.IntPrjfolder\Main Grid.ElmNet\Bus268.ElmTerm | 0.4 | 1.0008 | 1.0008 | 0.4003 | -3.4914 | 0 | 0 | 0.15887 | 0.09843
Bus99 | Network Model.IntPrjfolder\Network Data.IntPrjfolder\Main Grid.ElmNet\Bus99.ElmTerm | 20 | 0.9855 | 0.9855 | 19.71 | 27.9177 | 0 | 0 | 0 | 0
Bus98 | Network Model.IntPrjfolder\Network Data.IntPrjfolder\Main Grid.ElmNet\Bus98.ElmTerm | 0.4 | 1.0008 | 1.0008 | 0.40031 | -2.5232 | 0 | 0 | 0.00484 | 0.003
Bus101 | Network Model.IntPrjfolder\Network Data.IntPrjfolder\Main Grid.ElmNet\Bus101.ElmTerm | 20 | 0.98527 | 0.98527 | 19.7055 | 27.9114 | 0 | 0 | 0 | 0
Bus100 | Network Model.IntPrjfolder\Network Data.IntPrjfolder\Main Grid.ElmNet\Bus100.ElmTerm | 0.4 | 0.99928 | 0.99928 | 0.39971 | -3.5554 | 0 | 0 | 0.10393 | 0.06448
Bus270 | Network Model.IntPrjfolder\Network Data.IntPrjfolder\Main Grid.ElmNet\Bus270.ElmTerm | 20 | 0.98498 | 0.98498 | 19.6996 | 27.9033 | 0 | 0 | 0 | 0
Bus105 | Network Model.IntPrjfolder\Network Data.IntPrjfolder\Main Grid.ElmNet\Bus105.ElmTerm | 20 | 0.9849 | 0.9849 | 19.6979 | 27.9008 | 0 | 0 | 0 | 0
Bus276 | Network Model.IntPrjfolder\Network Data.IntPrjfolder\Main Grid.ElmNet\Bus276.ElmTerm | 20 | 0.98484 | 0.98484 | 19.6968 | 27.8993 | 0 | 0 | 0 | 0
Terminal(17) | Network Model.IntPrjfolder\Network Data.IntPrjfolder\Main Grid.ElmNet\Terminal(17).ElmTerm | 20 | 0.98489 | 0.98489 | 19.6979 | 27.9008 | 0 | 0 | 0 | 0
Bus279 | Network Model.IntPrjfolder\Network Data.IntPrjfolder\Main Grid.ElmNet\Bus279.ElmTerm | 20 | 0.98481 | 0.98481 | 19.6961 | 27.8983 | 0 | 0 | 0 | 0
Bus104 | Network Model.IntPrjfolder\Network Data.IntPrjfolder\Main Grid.ElmNet\Bus104.ElmTerm | 0.4 | 1.0017 | 1.0017 | 0.40066 | -2.4053 | 0 | 0 | 0.013446 | 0.0083341
Bus272 | Network Model.IntPrjfolder\Network Data.IntPrjfolder\Main Grid.ElmNet\Bus272.ElmTerm | 0.4 | 1.0036 | 1.0036 | 0.40145 | -2.2237 | 0 | 0 | 0.00137 | 0.00086
Bus275 | Network Model.IntPrjfolder\Network Data.IntPrjfolder\Main Grid.ElmNet\Bus275.ElmTerm | 0.4 | 0.99829 | 0.99829 | 0.39931 | -2.7075 | 0 | 0 | 0.01328 | 0.00823
Bus278 | Network Model.IntPrjfolder\Network Data.IntPrjfolder\Main Grid.ElmNet\Bus278.ElmTerm | 0.4 | 0.99955 | 0.99955 | 0.39982 | -2.591 | 0 | 0 | 0.021446 | 0.013277
Bus103 | Network Model.IntPrjfolder\Network Data.IntPrjfolder\Main Grid.ElmNet\Bus103.ElmTerm | 20 | 0.98422 | 0.98422 | 19.6845 | 27.8823 | 0 | 0 | 0 | 0
Bus102 | Network Model.IntPrjfolder\Network Data.IntPrjfolder\Main Grid.ElmNet\Bus102.ElmTerm | 0.4 | 1.0003 | 1.0003 | 0.40012 | -2.4843 | 0 | 0 | 0.01607 | 0.00995
Terminal(18) | Network Model.IntPrjfolder\Network Data.IntPrjfolder\Main Grid.ElmNet\Terminal(18).ElmTerm | 20 | 0.98412 | 0.98412 | 19.6825 | 27.8796 | 0 | 0 | 0 | 0
Bus108 | Network Model.IntPrjfolder\Network Data.IntPrjfolder\Main Grid.ElmNet\Bus108.ElmTerm | 20 | 0.98412 | 0.98412 | 19.6825 | 27.8796 | 0 | 0 | 0 | 0
Bus107 | Network Model.IntPrjfolder\Network Data.IntPrjfolder\Main Grid.ElmNet\Bus107.ElmTerm | 20 | 0.98241 | 0.98241 | 19.6482 | 27.8319 | 0 | 0 | 0 | 0
Bus106 | Network Model.IntPrjfolder\Network Data.IntPrjfolder\Main Grid.ElmNet\Bus106.ElmTerm | 0.4 | 0.99121 | 0.99121 | 0.39648 | -3.1902 | 0 | 0 | 0.04431 | 0.02748
Bus110 | Network Model.IntPrjfolder\Network Data.IntPrjfolder\Main Grid.ElmNet\Bus110.ElmTerm | 20 | 0.98102 | 0.98102 | 19.6205 | 27.7932 | 0 | 0 | 0 | 0
Bus109 | Network Model.IntPrjfolder\Network Data.IntPrjfolder\Main Grid.ElmNet\Bus109.ElmTerm | 0.4 | 1.0017 | 1.0017 | 0.40066 | -3.083 | 0 | 0 | 0.03873 | 0.02401
Bus112 | Network Model.IntPrjfolder\Network Data.IntPrjfolder\Main Grid.ElmNet\Bus112.ElmTerm | 20 | 0.98084 | 0.98084 | 19.6168 | 27.7881 | 0 | 0 | 0 | 0
Bus280 | Network Model.IntPrjfolder\Network Data.IntPrjfolder\Main Grid.ElmNet\Bus280.ElmTerm | 20 | 0.98084 | 0.98084 | 19.6167 | 27.788 | 0 | 0 | 0 | 0
Bus111 | Network Model.IntPrjfolder\Network Data.IntPrjfolder\Main Grid.ElmNet\Bus111.ElmTerm | 0.4 | 1.0072 | 1.0072 | 0.40286 | -2.5773 | 0 | 0 | 0.016234 | 0.010059
Bus284 | Network Model.IntPrjfolder\Network Data.IntPrjfolder\Main Grid.ElmNet\Bus284.ElmTerm | 20 | 0.98035 | 0.98035 | 19.607 | 27.7745 | 0 | 0 | 0 | 0
Bus286 | Network Model.IntPrjfolder\Network Data.IntPrjfolder\Main Grid.ElmNet\Bus286.ElmTerm | 20 | 0.98031 | 0.98031 | 19.6063 | 27.7734 | 0 | 0 | 0 | 0
Bus283 | Network Model.IntPrjfolder\Network Data.IntPrjfolder\Main Grid.ElmNet\Bus283.ElmTerm | 0.4 | 1.0041 | 1.0041 | 0.40164 | -2.8216 | 0 | 0 | 0.026394 | 0.016352
Bus285 | Network Model.IntPrjfolder\Network Data.IntPrjfolder\Main Grid.ElmNet\Bus285.ElmTerm | 0.4 | 1.0053 | 1.0053 | 0.40213 | -2.7084 | 0 | 0 | 0.02136 | 0.01323
Terminal(19) | Network Model.IntPrjfolder\Network Data.IntPrjfolder\Main Grid.ElmNet\Terminal(19).ElmTerm | 20 | 0.97985 | 0.97985 | 19.5969 | 27.7604 | 0 | 0 | 0 | 0
Terminal(20) | Network Model.IntPrjfolder\Network Data.IntPrjfolder\Main Grid.ElmNet\Terminal(20).ElmTerm | 20 | 0.97985 | 0.97985 | 19.5969 | 27.7604 | 0 | 0 | 0 | 0
Bus289 | Network Model.IntPrjfolder\Network Data.IntPrjfolder\Main Grid.ElmNet\Bus289.ElmTerm | 20 | 0.97967 | 0.97967 | 19.5933 | 27.7554 | 0 | 0 | 0 | 0
Bus115 | Network Model.IntPrjfolder\Network Data.IntPrjfolder\Main Grid.ElmNet\Bus115.ElmTerm | 20 | 0.97964 | 0.97964 | 19.5927 | 27.7545 | 0 | 0 | 0 | 0
Bus114 | Network Model.IntPrjfolder\Network Data.IntPrjfolder\Main Grid.ElmNet\Bus114.ElmTerm | 0.4 | 1.0041 | 1.0041 | 0.40163 | -2.7775 | 0 | 0 | 0.01177 | 0.00729
Bus117 | Network Model.IntPrjfolder\Network Data.IntPrjfolder\Main Grid.ElmNet\Bus117.ElmTerm | 20 | 0.97962 | 0.97962 | 19.5923 | 27.7539 | 0 | 0 | 0 | 0
Bus119 | Network Model.IntPrjfolder\Network Data.IntPrjfolder\Main Grid.ElmNet\Bus119.ElmTerm | 20 | 0.97961 | 0.97961 | 19.5921 | 27.7536 | 0 | 0 | 0 | 0
Bus118 | Network Model.IntPrjfolder\Network Data.IntPrjfolder\Main Grid.ElmNet\Bus118.ElmTerm | 0.4 | 1.0089 | 1.0089 | 0.40354 | -2.3413 | 0 | 0 | 0.00422 | 0.00262
Bus290 | Network Model.IntPrjfolder\Network Data.IntPrjfolder\Main Grid.ElmNet\Bus290.ElmTerm | 20 | 0.97961 | 0.97961 | 19.5923 | 27.7539 | 0 | 0 | 0 | 0
Bus116 | Network Model.IntPrjfolder\Network Data.IntPrjfolder\Main Grid.ElmNet\Bus116.ElmTerm | 0.4 | 1.0052 | 1.0052 | 0.40209 | -2.6733 | 0 | 0 | 0.00946 | 0.00586
Bus121 | Network Model.IntPrjfolder\Network Data.IntPrjfolder\Main Grid.ElmNet\Bus121.ElmTerm | 20 | 0.9796 | 0.9796 | 19.5921 | 27.7536 | 0 | 0 | 0 | 0
Bus291 | Network Model.IntPrjfolder\Network Data.IntPrjfolder\Main Grid.ElmNet\Bus291.ElmTerm | 0.4 | 1.0036 | 1.0036 | 0.40145 | -2.8163 | 0 | 0 | 0.0126 | 0.00781
Bus122 | Network Model.IntPrjfolder\Network Data.IntPrjfolder\Main Grid.ElmNet\Bus122.ElmTerm | 20 | 0.97957 | 0.97957 | 19.5914 | 27.7526 | 0 | 0 | 0 | 0
Bus120 | Network Model.IntPrjfolder\Network Data.IntPrjfolder\Main Grid.ElmNet\Bus120.ElmTerm | 0.4 | 1.0053 | 1.0053 | 0.40212 | -2.6639 | 0 | 0 | 0.01845 | 0.01144
Bus294 | Network Model.IntPrjfolder\Network Data.IntPrjfolder\Main Grid.ElmNet\Bus294.ElmTerm | 20 | 0.97955 | 0.97955 | 19.5909 | 27.7519 | 0 | 0 | 0 | 0
Bus298 | Network Model.IntPrjfolder\Network Data.IntPrjfolder\Main Grid.ElmNet\Bus298.ElmTerm | 20 | 0.97954 | 0.97954 | 19.5908 | 27.7517 | 0 | 0 | 0 | 0
Bus293 | Network Model.IntPrjfolder\Network Data.IntPrjfolder\Main Grid.ElmNet\Bus293.ElmTerm | 0.4 | 1.003 | 1.003 | 0.40118 | -2.8727 | 0 | 0 | 0.0138 | 0.00856
Bus297 | Network Model.IntPrjfolder\Network Data.IntPrjfolder\Main Grid.ElmNet\Bus297.ElmTerm | 0.4 | 1.0086 | 1.0086 | 0.40344 | -2.3601 | 0 | 0 | 0.00497 | 0.00308
Bus299 | Network Model.IntPrjfolder\Network Data.IntPrjfolder\Main Grid.ElmNet\Bus299.ElmTerm | 20 | 0.97931 | 0.97931 | 19.5862 | 27.7455 | 0 | 0 | 0 | 0
Bus124 | Network Model.IntPrjfolder\Network Data.IntPrjfolder\Main Grid.ElmNet\Bus124.ElmTerm | 20 | 0.9793 | 0.9793 | 19.5859 | 27.7451 | 0 | 0 | 0 | 0
Bus123 | Network Model.IntPrjfolder\Network Data.IntPrjfolder\Main Grid.ElmNet\Bus123.ElmTerm | 0.4 | 0.99333 | 0.99333 | 0.39733 | -3.7135 | 0 | 0 | 0.06382 | 0.03955
Terminal(24) | Network Model.IntPrjfolder\Network Data.IntPrjfolder\Main Grid.ElmNet\Terminal(24).ElmTerm | 20 | 0.97924 | 0.97924 | 19.5848 | 27.7435 | 0 | 0 | 0 | 0
Bus300 | Network Model.IntPrjfolder\Network Data.IntPrjfolder\Main Grid.ElmNet\Bus300.ElmTerm | 20 | 0.97924 | 0.97924 | 19.5848 | 27.7435 | 0 | 0 | 0 | 0
Bus126 | Network Model.IntPrjfolder\Network Data.IntPrjfolder\Main Grid.ElmNet\Bus126.ElmTerm | 20 | 0.97905 | 0.97905 | 19.5809 | 27.7382 | 0 | 0 | 0 | 0
Bus125 | Network Model.IntPrjfolder\Network Data.IntPrjfolder\Main Grid.ElmNet\Bus125.ElmTerm | 0.4 | 0.99749 | 0.99749 | 0.399 | -3.3295 | 0 | 0 | 0.0469 | 0.02907
Bus128 | Network Model.IntPrjfolder\Network Data.IntPrjfolder\Main Grid.ElmNet\Bus128.ElmTerm | 20 | 0.979 | 0.979 | 19.58 | 27.737 | 0 | 0 | 0 | 0
Bus127 | Network Model.IntPrjfolder\Network Data.IntPrjfolder\Main Grid.ElmNet\Bus127.ElmTerm | 0.4 | 0.9941 | 0.9941 | 0.39764 | -3.6273 | 0 | 0 | 0.18811 | 0.11657
Bus130 | Network Model.IntPrjfolder\Network Data.IntPrjfolder\Main Grid.ElmNet\Bus130.ElmTerm | 20 | 0.97898 | 0.97898 | 19.5796 | 27.7363 | 0 | 0 | 0 | 0
Bus129 | Network Model.IntPrjfolder\Network Data.IntPrjfolder\Main Grid.ElmNet\Bus129.ElmTerm | 0.4 | 0.99769 | 0.99769 | 0.39908 | -3.308 | 0 | 0 | 0.04588 | 0.02844
Terminal(25) | Network Model.IntPrjfolder\Network Data.IntPrjfolder\Main Grid.ElmNet\Terminal(25).ElmTerm | 20 | 0.97898 | 0.97898 | 19.5796 | 27.7363 | 0 | 0 | 0 | 0
Terminal(26) | Network Model.IntPrjfolder\Network Data.IntPrjfolder\Main Grid.ElmNet\Terminal(26).ElmTerm | 20 | 1.0025 | 1.0025 | 20.0497 | 28.3796 | 0 | 0 | 0 | 0
Bus186 | Network Model.IntPrjfolder\Network Data.IntPrjfolder\Main Grid.ElmNet\Bus186.ElmTerm | 20 | 1.0024 | 1.0024 | 20.049 | 28.38 | 0 | 0 | 0 | 0
Bus311 | Network Model.IntPrjfolder\Network Data.IntPrjfolder\Main Grid.ElmNet\Bus311.ElmTerm | 20 | 0.99982 | 0.99982 | 19.9963 | 28.3085 | 0 | 0 | 0 | 0
Bus306 | Network Model.IntPrjfolder\Network Data.IntPrjfolder\Main Grid.ElmNet\Bus306.ElmTerm | 0.4 | 0.98357 | 0.98357 | 0.39343 | -3.1639 | 0 | 0 | 0.063172 | 0.039148
Bus48 | Network Model.IntPrjfolder\Network Data.IntPrjfolder\Main Grid.ElmNet\Bus48.ElmTerm | 20 | 0.99919 | 0.99919 | 19.9838 | 28.2914 | 0 | 0 | 0 | 0
Bus150 | Network Model.IntPrjfolder\Network Data.IntPrjfolder\Main Grid.ElmNet\Bus150.ElmTerm | 20 | 0.99911 | 0.99911 | 19.9822 | 28.2892 | 0 | 0 | 0 | 0
Bus314 | Network Model.IntPrjfolder\Network Data.IntPrjfolder\Main Grid.ElmNet\Bus314.ElmTerm | 20 | 0.99916 | 0.99916 | 19.9833 | 28.2907 | 0 | 0 | 0 | 0
Terminal(27) | Network Model.IntPrjfolder\Network Data.IntPrjfolder\Main Grid.ElmNet\Terminal(27).ElmTerm | 0.4 | 0.99221 | 0.99221 | 0.39689 | -2.3431 | 0 | 0 | 0.02735 | 0.01695
Terminal(28) | Network Model.IntPrjfolder\Network Data.IntPrjfolder\Main Grid.ElmNet\Terminal(28).ElmTerm | 0.4 | 0.98825 | 0.98825 | 0.3953 | -2.7022 | 0 | 0 | 0.04271 | 0.02646
Bus313 | Network Model.IntPrjfolder\Network Data.IntPrjfolder\Main Grid.ElmNet\Bus313.ElmTerm | 0.4 | 0.98784 | 0.98784 | 0.39514 | -2.7421 | 0 | 0 | 0.02224 | 0.01378
Terminal(29) | Network Model.IntPrjfolder\Network Data.IntPrjfolder\Main Grid.ElmNet\Terminal(29).ElmTerm | 20 | 0.99883 | 0.99883 | 19.9766 | 28.2816 | 0 | 0 | 0 | 0
Bus315 | Network Model.IntPrjfolder\Network Data.IntPrjfolder\Main Grid.ElmNet\Bus315.ElmTerm | 20 | 0.99883 | 0.99883 | 19.9766 | 28.2816 | 0 | 0 | 0 | 0
Bus155 | Network Model.IntPrjfolder\Network Data.IntPrjfolder\Main Grid.ElmNet\Bus155.ElmTerm | 20 | 0.99873 | 0.99873 | 19.9745 | 28.2788 | 0 | 0 | 0 | 0
Bus316 | Network Model.IntPrjfolder\Network Data.IntPrjfolder\Main Grid.ElmNet\Bus316.ElmTerm | 20 | 0.9987 | 0.9987 | 19.974 | 28.278 | 0 | 0 | 0 | 0
Bus319 | Network Model.IntPrjfolder\Network Data.IntPrjfolder\Main Grid.ElmNet\Bus319.ElmTerm | 20 | 0.99869 | 0.99869 | 19.9738 | 28.2778 | 0 | 0 | 0 | 0
Bus154 | Network Model.IntPrjfolder\Network Data.IntPrjfolder\Main Grid.ElmNet\Bus154.ElmTerm | 0.4 | 0.99137 | 0.99137 | 0.39655 | -2.3942 | 0 | 0 | 0.02904 | 0.01799
Bus318 | Network Model.IntPrjfolder\Network Data.IntPrjfolder\Main Grid.ElmNet\Bus318.ElmTerm | 0.4 | 0.99541 | 0.99541 | 0.39816 | -2.0249 | 0 | 0 | 0.013129 | 0.0081384
Terminal(30) | Network Model.IntPrjfolder\Network Data.IntPrjfolder\Main Grid.ElmNet\Terminal(30).ElmTerm | 20 | 0.99845 | 0.99845 | 19.9689 | 28.2711 | 0 | 0 | 0 | 0
Bus157 | Network Model.IntPrjfolder\Network Data.IntPrjfolder\Main Grid.ElmNet\Bus157.ElmTerm | 20 | 0.99776 | 0.99776 | 19.9553 | 28.2525 | 0 | 0 | 0 | 0
Bus156 | Network Model.IntPrjfolder\Network Data.IntPrjfolder\Main Grid.ElmNet\Bus156.ElmTerm | 0.4 | 0.99489 | 0.99489 | 0.39796 | -2.0125 | 0 | 0 | 0.00287 | 0.00178
Bus159 | Network Model.IntPrjfolder\Network Data.IntPrjfolder\Main Grid.ElmNet\Bus159.ElmTerm | 20 | 0.99749 | 0.99749 | 19.9497 | 28.2449 | 0 | 0 | 0 | 0
Bus321 | Network Model.IntPrjfolder\Network Data.IntPrjfolder\Main Grid.ElmNet\Bus321.ElmTerm | 20 | 0.99736 | 0.99736 | 19.9472 | 28.2414 | 0 | 0 | 0 | 0
Bus324 | Network Model.IntPrjfolder\Network Data.IntPrjfolder\Main Grid.ElmNet\Bus324.ElmTerm | 20 | 0.99733 | 0.99733 | 19.9465 | 28.2404 | 0 | 0 | 0 | 0
Bus328 | Network Model.IntPrjfolder\Network Data.IntPrjfolder\Main Grid.ElmNet\Bus328.ElmTerm | 20 | 0.99732 | 0.99732 | 19.9464 | 28.2402 | 0 | 0 | 0 | 0
Bus158 | Network Model.IntPrjfolder\Network Data.IntPrjfolder\Main Grid.ElmNet\Bus158.ElmTerm | 0.4 | 0.99102 | 0.99102 | 0.39641 | -2.3423 | 0 | 0 | 0.02517 | 0.01559
Bus323 | Network Model.IntPrjfolder\Network Data.IntPrjfolder\Main Grid.ElmNet\Bus323.ElmTerm | 0.4 | 0.99457 | 0.99457 | 0.39783 | -2.014 | 0 | 0 | 0.01101 | 0.00683
Bus327 | Network Model.IntPrjfolder\Network Data.IntPrjfolder\Main Grid.ElmNet\Bus327.ElmTerm | 0.4 | 0.99344 | 0.99344 | 0.39738 | -2.1172 | 0 | 0 | 0.01545 | 0.00957
Bus161 | Network Model.IntPrjfolder\Network Data.IntPrjfolder\Main Grid.ElmNet\Bus161.ElmTerm | 20 | 0.99706 | 0.99706 | 19.9412 | 28.2332 | 0 | 0 | 0 | 0
Bus160 | Network Model.IntPrjfolder\Network Data.IntPrjfolder\Main Grid.ElmNet\Bus160.ElmTerm | 0.4 | 0.99096 | 0.99096 | 0.39639 | -2.3274 | 0 | 0 | 0.02417 | 0.01498
Bus163 | Network Model.IntPrjfolder\Network Data.IntPrjfolder\Main Grid.ElmNet\Bus163.ElmTerm | 20 | 0.99594 | 0.99594 | 19.9187 | 28.2025 | 0 | 0 | 0 | 0
Bus165 | Network Model.IntPrjfolder\Network Data.IntPrjfolder\Main Grid.ElmNet\Bus165.ElmTerm | 20 | 0.99585 | 0.99585 | 19.9169 | 28.2 | 0 | 0 | 0 | 0
Bus167 | Network Model.IntPrjfolder\Network Data.IntPrjfolder\Main Grid.ElmNet\Bus167.ElmTerm | 20 | 0.99582 | 0.99582 | 19.9165 | 28.1994 | 0 | 0 | 0 | 0
Bus164 | Network Model.IntPrjfolder\Network Data.IntPrjfolder\Main Grid.ElmNet\Bus164.ElmTerm | 0.4 | 0.9808 | 0.9808 | 0.39232 | -3.1702 | 0 | 0 | 0.05839 | 0.03619
Bus166 | Network Model.IntPrjfolder\Network Data.IntPrjfolder\Main Grid.ElmNet\Bus166.ElmTerm | 0.4 | 0.98941 | 0.98941 | 0.39576 | -2.391 | 0 | 0 | 0.02538 | 0.01573
Bus169 | Network Model.IntPrjfolder\Network Data.IntPrjfolder\Main Grid.ElmNet\Bus169.ElmTerm | 20 | 0.9958 | 0.9958 | 19.9159 | 28.2001 | 0 | 0 | 0 | 0
Bus168 | Network Model.IntPrjfolder\Network Data.IntPrjfolder\Main Grid.ElmNet\Bus168.ElmTerm | 0.4 | 0.9854 | 0.9854 | 0.39416 | -2.7527 | 0 | 0 | 0.04079 | 0.02528
Terminal(31) | Network Model.IntPrjfolder\Network Data.IntPrjfolder\Main Grid.ElmNet\Terminal(31).ElmTerm | 20 | 0.99583 | 0.99583 | 19.9165 | 28.1995 | 0 | 0 | 0 | 0
Terminal(32) | Network Model.IntPrjfolder\Network Data.IntPrjfolder\Main Grid.ElmNet\Terminal(32).ElmTerm | 20 | 0.99582 | 0.99582 | 19.9164 | 28.1994 | 0 | 0 | 0 | 0
Bus333 | Network Model.IntPrjfolder\Network Data.IntPrjfolder\Main Grid.ElmNet\Bus333.ElmTerm | 0.4 | 0.98119 | 0.98119 | 0.39248 | -3.1335 | 0 | 0 | 0.05682 | 0.03522
Bus162 | Network Model.IntPrjfolder\Network Data.IntPrjfolder\Main Grid.ElmNet\Bus162.ElmTerm | 0.4 | 0.98928 | 0.98928 | 0.39571 | -2.403 | 0 | 0 | 0.01295 | 0.00803
Terminal(33) | Network Model.IntPrjfolder\Network Data.IntPrjfolder\Main Grid.ElmNet\Terminal(33).ElmTerm | 20 | 0.99318 | 0.99318 | 19.8635 | 28.2663 | 0 | 0 | 0 | 0
Bus334 | Network Model.IntPrjfolder\Network Data.IntPrjfolder\Main Grid.ElmNet\Bus334.ElmTerm | 20 | 0.99318 | 0.99318 | 19.8635 | 28.2663 | 0 | 0 | 0 | 0
Bus171 | Network Model.IntPrjfolder\Network Data.IntPrjfolder\Main Grid.ElmNet\Bus171.ElmTerm | 20 | 0.98855 | 0.98855 | 19.7709 | 28.3741 | 0 | 0 | 0 | 0
Bus170 | Network Model.IntPrjfolder\Network Data.IntPrjfolder\Main Grid.ElmNet\Bus170.ElmTerm | 0.4 | 0.99263 | 0.99263 | 0.39705 | -3.0712 | 0 | 0 | 0.10102 | 0.062622
Bus173 | Network Model.IntPrjfolder\Network Data.IntPrjfolder\Main Grid.ElmNet\Bus173.ElmTerm | 20 | 0.98852 | 0.98852 | 19.7704 | 28.3733 | 0 | 0 | 0 | 0
Terminal(34) | Network Model.IntPrjfolder\Network Data.IntPrjfolder\Main Grid.ElmNet\Terminal(34).ElmTerm | 0.4 | 0.9807 | 0.9807 | 0.39228 | -2.3515 | 0 | 0 | 0.01533 | 0.00949
Bus175 | Network Model.IntPrjfolder\Network Data.IntPrjfolder\Main Grid.ElmNet\Bus175.ElmTerm | 20 | 0.98805 | 0.98805 | 19.761 | 28.3604 | 0 | 0 | 0 | 0
Bus174 | Network Model.IntPrjfolder\Network Data.IntPrjfolder\Main Grid.ElmNet\Bus174.ElmTerm | 0.4 | 0.98166 | 0.98166 | 0.39267 | -2.2317 | 0 | 0 | 0.02506 | 0.015536
Bus177 | Network Model.IntPrjfolder\Network Data.IntPrjfolder\Main Grid.ElmNet\Bus177.ElmTerm | 20 | 0.98775 | 0.98775 | 19.7551 | 28.3523 | 0 | 0 | 0 | 0
Bus335 | Network Model.IntPrjfolder\Network Data.IntPrjfolder\Main Grid.ElmNet\Bus335.ElmTerm | 20 | 0.98774 | 0.98774 | 19.7548 | 28.352 | 0 | 0 | 0 | 0
Bus176 | Network Model.IntPrjfolder\Network Data.IntPrjfolder\Main Grid.ElmNet\Bus176.ElmTerm | 0.4 | 0.99753 | 0.99753 | 0.39901 | -2.587 | 0 | 0 | 0.04119 | 0.02553
Terminal(35) | Network Model.IntPrjfolder\Network Data.IntPrjfolder\Main Grid.ElmNet\Terminal(35).ElmTerm | 20 | 0.98766 | 0.98766 | 19.7531 | 28.3496 | 0 | 0 | 0 | 0
Bus336 | Network Model.IntPrjfolder\Network Data.IntPrjfolder\Main Grid.ElmNet\Bus336.ElmTerm | 20 | 0.98766 | 0.98766 | 19.7531 | 28.3496 | 0 | 0 | 0 | 0
Bus179 | Network Model.IntPrjfolder\Network Data.IntPrjfolder\Main Grid.ElmNet\Bus179.ElmTerm | 20 | 0.98639 | 0.98639 | 19.7279 | 28.315 | 0 | 0 | 0 | 0
Bus178 | Network Model.IntPrjfolder\Network Data.IntPrjfolder\Main Grid.ElmNet\Bus178.ElmTerm | 0.4 | 0.99941 | 0.99941 | 0.39977 | -2.3325 | 0 | 0 | 0.02842 | 0.01761
Bus181 | Network Model.IntPrjfolder\Network Data.IntPrjfolder\Main Grid.ElmNet\Bus181.ElmTerm | 20 | 0.98515 | 0.98515 | 19.7029 | 28.2806 | 0 | 0 | 0 | 0
Bus180 | Network Model.IntPrjfolder\Network Data.IntPrjfolder\Main Grid.ElmNet\Bus180.ElmTerm | 0.4 | 0.99628 | 0.99628 | 0.39851 | -2.535 | 0 | 0 | 0.03564 | 0.02209
Terminal(36) | Network Model.IntPrjfolder\Network Data.IntPrjfolder\Main Grid.ElmNet\Terminal(36).ElmTerm | 20 | 0.98509 | 0.98509 | 19.7018 | 28.279 | 0 | 0 | 0 | 0
Bus337 | Network Model.IntPrjfolder\Network Data.IntPrjfolder\Main Grid.ElmNet\Bus337.ElmTerm | 20 | 0.98509 | 0.98509 | 19.7018 | 28.279 | 0 | 0 | 0 | 0
Bus183 | Network Model.IntPrjfolder\Network Data.IntPrjfolder\Main Grid.ElmNet\Bus183.ElmTerm | 20 | 0.98343 | 0.98343 | 19.6686 | 28.2332 | 0 | 0 | 0 | 0
Bus182 | Network Model.IntPrjfolder\Network Data.IntPrjfolder\Main Grid.ElmNet\Bus182.ElmTerm | 0.4 | 0.99145 | 0.99145 | 0.39658 | -2.8599 | 0 | 0 | 0.04745 | 0.02941
Bus132 | Network Model.IntPrjfolder\Network Data.IntPrjfolder\Main Grid.ElmNet\Bus132.ElmTerm | 20 | 0.98339 | 0.98339 | 19.6678 | 28.2321 | 0 | 0 | 0 | 0
Bus338 | Network Model.IntPrjfolder\Network Data.IntPrjfolder\Main Grid.ElmNet\Bus338.ElmTerm | 20 | 0.98337 | 0.98337 | 19.6673 | 28.2314 | 0 | 0 | 0 | 0
Bus131 | Network Model.IntPrjfolder\Network Data.IntPrjfolder\Main Grid.ElmNet\Bus131.ElmTerm | 0.4 | 0.9959 | 0.9959 | 0.39836 | -2.4578 | 0 | 0 | 0.03008 | 0.01864
Bus133 | Network Model.IntPrjfolder\Network Data.IntPrjfolder\Main Grid.ElmNet\Bus133.ElmTerm | 0.4 | 0.99664 | 0.99664 | 0.39866 | -2.3888 | 0 | 0 | 0.01353 | 0.00839
Bus136 | Network Model.IntPrjfolder\Network Data.IntPrjfolder\Main Grid.ElmNet\Bus136.ElmTerm | 20 | 0.9831 | 0.9831 | 19.6621 | 28.2241 | 0 | 0 | 0 | 0
Bus135 | Network Model.IntPrjfolder\Network Data.IntPrjfolder\Main Grid.ElmNet\Bus135.ElmTerm | 0.4 | 1.0004 | 1.0004 | 0.40014 | -2.9564 | 0 | 0 | 0.05222 | 0.03236
Bus139 | Network Model.IntPrjfolder\Network Data.IntPrjfolder\Main Grid.ElmNet\Bus139.ElmTerm | 20 | 0.98271 | 0.98271 | 19.6542 | 28.2132 | 0 | 0 | 0 | 0
Bus138 | Network Model.IntPrjfolder\Network Data.IntPrjfolder\Main Grid.ElmNet\Bus138.ElmTerm | 0.4 | 0.99922 | 0.99922 | 0.39969 | -2.1121 | 0 | 0 | 0.01422 | 0.00881
Bus141 | Network Model.IntPrjfolder\Network Data.IntPrjfolder\Main Grid.ElmNet\Bus141.ElmTerm | 20 | 0.9821 | 0.9821 | 19.642 | 28.1961 | 0 | 0 | 0 | 0
Bus140 | Network Model.IntPrjfolder\Network Data.IntPrjfolder\Main Grid.ElmNet\Bus140.ElmTerm | 0.4 | 0.99758 | 0.99758 | 0.39903 | -2.2216 | 0 | 0 | 0.00911 | 0.00565
Bus143 | Network Model.IntPrjfolder\Network Data.IntPrjfolder\Main Grid.ElmNet\Bus143.ElmTerm | 20 | 0.98177 | 0.98177 | 19.6353 | 28.1869 | 0 | 0 | 0 | 0
Bus142 | Network Model.IntPrjfolder\Network Data.IntPrjfolder\Main Grid.ElmNet\Bus142.ElmTerm | 0.4 | 0.99602 | 0.99602 | 0.39841 | -3.2554 | 0 | 0 | 0.063436 | 0.03932
Terminal(37) | Network Model.IntPrjfolder\Network Data.IntPrjfolder\Main Grid.ElmNet\Terminal(37).ElmTerm | 20 | 0.98157 | 0.98157 | 19.6314 | 28.1815 | 0 | 0 | 0 | 0
Bus339 | Network Model.IntPrjfolder\Network Data.IntPrjfolder\Main Grid.ElmNet\Bus339.ElmTerm | 20 | 0.98157 | 0.98157 | 19.6314 | 28.1815 | 0 | 0 | 0 | 0
Bus145 | Network Model.IntPrjfolder\Network Data.IntPrjfolder\Main Grid.ElmNet\Bus145.ElmTerm | 20 | 0.98154 | 0.98154 | 19.6308 | 28.1806 | 0 | 0 | 0 | 0
Bus144 | Network Model.IntPrjfolder\Network Data.IntPrjfolder\Main Grid.ElmNet\Bus144.ElmTerm | 0.4 | 0.99589 | 0.99589 | 0.39836 | -3.2533 | 0 | 0 | 0.063045 | 0.039072
Bus147 | Network Model.IntPrjfolder\Network Data.IntPrjfolder\Main Grid.ElmNet\Bus147.ElmTerm | 20 | 0.98123 | 0.98123 | 19.6246 | 28.1719 | 0 | 0 | 0 | 0
Bus146 | Network Model.IntPrjfolder\Network Data.IntPrjfolder\Main Grid.ElmNet\Bus146.ElmTerm | 0.4 | 0.99537 | 0.99537 | 0.39815 | -2.3679 | 0 | 0 | 0.023471 | 0.014544
Bus365 | Network Model.IntPrjfolder\Network Data.IntPrjfolder\Main Grid.ElmNet\Bus365.ElmTerm | 20 | 0.98104 | 0.98104 | 19.6208 | 28.1665 | 0 | 0 | 0 | 0
Bus371 | Network Model.IntPrjfolder\Network Data.IntPrjfolder\Main Grid.ElmNet\Bus371.ElmTerm | 20 | 0.98103 | 0.98103 | 19.6206 | 28.1662 | 0 | 0 | 0 | 0
Bus370 | Network Model.IntPrjfolder\Network Data.IntPrjfolder\Main Grid.ElmNet\Bus370.ElmTerm | 20 | 0.98102 | 0.98102 | 19.6203 | 28.1659 | 0 | 0 | 0 | 0
Bus363 | Network Model.IntPrjfolder\Network Data.IntPrjfolder\Main Grid.ElmNet\Bus363.ElmTerm | 0.4 | 1.0013 | 1.0013 | 0.40053 | -2.7424 | 0 | 0 | 0.04016 | 0.02488
Bus369 | Network Model.IntPrjfolder\Network Data.IntPrjfolder\Main Grid.ElmNet\Bus369.ElmTerm | 20 | 0.98097 | 0.98097 | 19.6193 | 28.1646 | 0 | 0 | 0 | 0
Bus368 | Network Model.IntPrjfolder\Network Data.IntPrjfolder\Main Grid.ElmNet\Bus368.ElmTerm | 0.4 | 0.99541 | 0.99541 | 0.39816 | -3.2599 | 0 | 0 | 0.06256 | 0.03878
Bus366 | Network Model.IntPrjfolder\Network Data.IntPrjfolder\Main Grid.ElmNet\Bus366.ElmTerm | 0.4 | 1.0081 | 1.0081 | 0.40326 | -2.1265 | 0 | 0 | 0.013008 | 0.0080678
Terminal(38) | Network Model.IntPrjfolder\Network Data.IntPrjfolder\Main Grid.ElmNet\Terminal(38).ElmTerm | 20 | 0.98121 | 0.98121 | 19.6242 | 28.1713 | 0 | 0 | 0 | 0
Bus343 | Network Model.IntPrjfolder\Network Data.IntPrjfolder\Main Grid.ElmNet\Bus343.ElmTerm | 20 | 0.98119 | 0.98119 | 19.6238 | 28.1707 | 0 | 0 | 0 | 0
Bus342 | Network Model.IntPrjfolder\Network Data.IntPrjfolder\Main Grid.ElmNet\Bus342.ElmTerm | 0.4 | 0.99206 | 0.99206 | 0.39682 | -2.6646 | 0 | 0 | 0.0362 | 0.02244
Terminal(39) | Network Model.IntPrjfolder\Network Data.IntPrjfolder\Main Grid.ElmNet\Terminal(39).ElmTerm | 20 | 0.98118 | 0.98118 | 19.6237 | 28.1705 | 0 | 0 | 0 | 0
Terminal(40) | Network Model.IntPrjfolder\Network Data.IntPrjfolder\Main Grid.ElmNet\Terminal(40).ElmTerm | 20 | 0.98118 | 0.98118 | 19.6235 | 28.1704 | 0 | 0 | 0 | 0
Terminal(41) | Network Model.IntPrjfolder\Network Data.IntPrjfolder\Main Grid.ElmNet\Terminal(41).ElmTerm | 20 | 0.98118 | 0.98118 | 19.6235 | 28.1704 | 0 | 0 | 0 | 0
Bus347 | Network Model.IntPrjfolder\Network Data.IntPrjfolder\Main Grid.ElmNet\Bus347.ElmTerm | 0.4 | 0.99976 | 0.99976 | 0.39991 | -2.8887 | 0 | 0 | 0.04673 | 0.02896
Bus353 | Network Model.IntPrjfolder\Network Data.IntPrjfolder\Main Grid.ElmNet\Bus353.ElmTerm | 0.4 | 1.0082 | 1.0082 | 0.40327 | -2.1343 | 0 | 0 | 0.013554 | 0.0084015
Bus20 | Network Model.IntPrjfolder\Network Data.IntPrjfolder\Main Grid.ElmNet\Bus20.ElmTerm | 0.4 | 1 | 1 | 0.4 | -0.16281 | 0.8 | 0.55965 | 0 | 0
Bus21 | Network Model.IntPrjfolder\Network Data.IntPrjfolder\Main Grid.ElmNet\Bus21.ElmTerm | 0.4 | 1 | 1 | 0.4 | -0.16281 | 0.8 | 0.55965 | 0 | 0
Bus22 | Network Model.IntPrjfolder\Network Data.IntPrjfolder\Main Grid.ElmNet\Bus22.ElmTerm | 0.4 | 1 | 1 | 0.4 | 0 | 0.88934 | 0.56205 | 0 | 0

## LF_Elements
element | class | _path | loading_pct | tap_actual | P_MW_1 | Q_Mvar_1 | I_kA_1 | P_MW_2 | Q_Mvar_2 | I_kA_2
T1 | ElmTr2 | Network Model.IntPrjfolder\Network Data.IntPrjfolder\Main Grid.ElmNet\T1.ElmTr2 | 1.7504e-06 | 0 | 1.1055e-08 | -2.036e-15 | 3.1833e-10 | -1.1055e-08 | -1.7644e-16 | 1.5917e-08
T2 | ElmTr2 | Network Model.IntPrjfolder\Network Data.IntPrjfolder\Main Grid.ElmNet\T2.ElmTr2 | 5.2511e-06 | 0 | 3.3164e-08 | -2.4151e-15 | 9.55e-10 | -3.3164e-08 | 1.9338e-15 | 4.775e-08
T4 | ElmTr2 | Network Model.IntPrjfolder\Network Data.IntPrjfolder\Main Grid.ElmNet\T4.ElmTr2 | 63.2272 | 2 | -0.421 | -0.26438 | 0.014315 | 0.421 | 0.28038 | 0.73008
T5 | ElmTr2 | Network Model.IntPrjfolder\Network Data.IntPrjfolder\Main Grid.ElmNet\T5.ElmTr2 | 63.4391 | 2 | -0.423 | -0.26433 | 0.014363 | 0.423 | 0.28043 | 0.73253
T9 | ElmTr2 | Network Model.IntPrjfolder\Network Data.IntPrjfolder\Main Grid.ElmNet\T9.ElmTr2 | 55.9208 | 2 | -0.35 | -0.26613 | 0.012661 | 0.35 | 0.27863 | 0.64572
T8 | ElmTr2 | Network Model.IntPrjfolder\Network Data.IntPrjfolder\Main Grid.ElmNet\T8.ElmTr2 | 57.9321 | 2 | -0.37 | -0.26567 | 0.013117 | 0.37 | 0.27909 | 0.66894
T11 | ElmTr2 | Network Model.IntPrjfolder\Network Data.IntPrjfolder\Main Grid.ElmNet\T11.ElmTr2 | 1.3784e-06 | 0 | 1.1055e-08 | 5.145e-16 | 3.1833e-10 | -1.1055e-08 | -1.0917e-15 | 1.5917e-08
T12 | ElmTr2 | Network Model.IntPrjfolder\Network Data.IntPrjfolder\Main Grid.ElmNet\T12.ElmTr2 | 1.1027e-06 | 0 | 1.1055e-08 | -1.1061e-15 | 3.1833e-10 | -1.1055e-08 | -1.9581e-15 | 1.5917e-08
0014 | ElmTr2 | Network Model.IntPrjfolder\Network Data.IntPrjfolder\Main Grid.ElmNet\0014.ElmTr2 | 51.9203 | 0 | 0.04374 | 0.028188 | 0.0014988 | -0.04374 | -0.02711 | 0.074941
0015 | ElmTr2 | Network Model.IntPrjfolder\Network Data.IntPrjfolder\Main Grid.ElmNet\0015.ElmTr2 | 67.3201 | 0 | 0.02827 | 0.018406 | 0.00097168 | -0.02827 | -0.0175 | 0.048584
0016 | ElmTr2 | Network Model.IntPrjfolder\Network Data.IntPrjfolder\Main Grid.ElmNet\0016.ElmTr2 | 80.1176 | 0 | 0.06705 | 0.044148 | 0.0023128 | -0.06705 | -0.04158 | 0.11564
0083 | ElmTr2 | Network Model.IntPrjfolder\Network Data.IntPrjfolder\Main Grid.ElmNet\0083.ElmTr2 | 76.8456 | 0 | 0.06435 | 0.042252 | 0.0022183 | -0.06435 | -0.03989 | 0.11092
0017 | ElmTr2 | Network Model.IntPrjfolder\Network Data.IntPrjfolder\Main Grid.ElmNet\0017.ElmTr2 | 62.8642 | 0 | 0.05277 | 0.034261 | 0.0018147 | -0.05277 | -0.03268 | 0.090737
0018 | ElmTr2 | Network Model.IntPrjfolder\Network Data.IntPrjfolder\Main Grid.ElmNet\0018.ElmTr2 | 65.1408 | 0 | 0.05461 | 0.035547 | 0.0018805 | -0.05461 | -0.03385 | 0.094023
0019 | ElmTr2 | Network Model.IntPrjfolder\Network Data.IntPrjfolder\Main Grid.ElmNet\0019.ElmTr2 | 78.6546 | 0 | 0.16431 | 0.10803 | 0.0056764 | -0.16431 | -0.10185 | 0.28382
0028 | ElmTr2 | Network Model.IntPrjfolder\Network Data.IntPrjfolder\Main Grid.ElmNet\0028.ElmTr2 | 75.0027 | 0 | 0.10033 | 0.06578 | 0.0034642 | -0.10033 | -0.06218 | 0.17321
0079 | ElmTr2 | Network Model.IntPrjfolder\Network Data.IntPrjfolder\Main Grid.ElmNet\0079.ElmTr2 | 79.0024 | 0 | 0.16496 | 0.10848 | 0.0057015 | -0.16496 | -0.10224 | 0.28508
0029 | ElmTr2 | Network Model.IntPrjfolder\Network Data.IntPrjfolder\Main Grid.ElmNet\0029.ElmTr2 | 66.4148 | 0 | 0.05563 | 0.036234 | 0.0019172 | -0.05563 | -0.03447 | 0.095861
0030 | ElmTr2 | Network Model.IntPrjfolder\Network Data.IntPrjfolder\Main Grid.ElmNet\0030.ElmTr2 | 78.5303 | 0 | 0.065595 | 0.043122 | 0.002267 | -0.065595 | -0.040655 | 0.11335
0020 | ElmTr2 | Network Model.IntPrjfolder\Network Data.IntPrjfolder\Main Grid.ElmNet\0020.ElmTr2 | 78.6219 | 0 | 0.16422 | 0.10794 | 0.005674 | -0.16422 | -0.10176 | 0.2837
0021 | ElmTr2 | Network Model.IntPrjfolder\Network Data.IntPrjfolder\Main Grid.ElmNet\0021.ElmTr2 | 57.743 | 0 | 0.04846 | 0.031364 | 0.0016669 | -0.04846 | -0.03003 | 0.083345
0022 | ElmTr2 | Network Model.IntPrjfolder\Network Data.IntPrjfolder\Main Grid.ElmNet\0022.ElmTr2 | 75.8535 | 0 | 0.06339 | 0.041582 | 0.0021897 | -0.06339 | -0.03928 | 0.10949
0023 | ElmTr2 | Network Model.IntPrjfolder\Network Data.IntPrjfolder\Main Grid.ElmNet\0023.ElmTr2 | 61.3298 | 0 | 0.0514 | 0.033355 | 0.0017704 | -0.0514 | -0.03185 | 0.088522
0091 | ElmTr2 | Network Model.IntPrjfolder\Network Data.IntPrjfolder\Main Grid.ElmNet\0091.ElmTr2 | 79.569 | 0 | 0.06639 | 0.043702 | 0.002297 | -0.06639 | -0.04117 | 0.11485
0024 | ElmTr2 | Network Model.IntPrjfolder\Network Data.IntPrjfolder\Main Grid.ElmNet\0024.ElmTr2 | 47.2507 | 0 | 0.00992 | 0.0063933 | 0.000341 | -0.00992 | -0.00617 | 0.01705
0025 | ElmTr2 | Network Model.IntPrjfolder\Network Data.IntPrjfolder\Main Grid.ElmNet\0025.ElmTr2 | 56.9364 | 0 | 0.02388 | 0.015448 | 0.00082181 | -0.02388 | -0.0148 | 0.04109
0027 | ElmTr2 | Network Model.IntPrjfolder\Network Data.IntPrjfolder\Main Grid.ElmNet\0027.ElmTr2 | 53.2453 | 0 | 0.02235 | 0.014417 | 0.00076853 | -0.02235 | -0.01385 | 0.038426
0026 | ElmTr2 | Network Model.IntPrjfolder\Network Data.IntPrjfolder\Main Grid.ElmNet\0026.ElmTr2 | 47.107 | 0 | 0.0198 | 0.012714 | 0.00067993 | -0.0198 | -0.01227 | 0.033997
0031 | ElmTr2 | Network Model.IntPrjfolder\Network Data.IntPrjfolder\Main Grid.ElmNet\0031.ElmTr2 | 33.149 | 0 | 0.02804 | 0.01781 | 0.00095693 | -0.02804 | -0.01737 | 0.047846
0075 | ElmTr2 | Network Model.IntPrjfolder\Network Data.IntPrjfolder\Main Grid.ElmNet\0075.ElmTr2 | 26.8695 | 0 | 0.02275 | 0.014389 | 0.00077565 | -0.02275 | -0.0141 | 0.038783
0032 | ElmTr2 | Network Model.IntPrjfolder\Network Data.IntPrjfolder\Main Grid.ElmNet\0032.ElmTr2 | 10.8331 | 0 | 0.00459 | 0.0028735 | 0.00015636 | -0.00459 | -0.00285 | 0.0078181
0076 | ElmTr2 | Network Model.IntPrjfolder\Network Data.IntPrjfolder\Main Grid.ElmNet\0076.ElmTr2 | 24.2792 | 0 | 0.01023 | 0.0064579 | 0.00035044 | -0.01023 | -0.00634 | 0.017522
0033 | ElmTr2 | Network Model.IntPrjfolder\Network Data.IntPrjfolder\Main Grid.ElmNet\0033.ElmTr2 | 76.3977 | -2 | 0.12789 | 0.082623 | 0.0044108 | -0.12789 | -0.07926 | 0.21613
0034 | ElmTr2 | Network Model.IntPrjfolder\Network Data.IntPrjfolder\Main Grid.ElmNet\0034.ElmTr2 | 35.6326 | 0 | 0.029946 | 0.019066 | 0.0010286 | -0.029946 | -0.018558 | 0.051431
0035 | ElmTr2 | Network Model.IntPrjfolder\Network Data.IntPrjfolder\Main Grid.ElmNet\0035.ElmTr2 | 21.5184 | 0 | 0.00907 | 0.0057126 | 0.00031059 | -0.00907 | -0.00562 | 0.01553
0036 | ElmTr2 | Network Model.IntPrjfolder\Network Data.IntPrjfolder\Main Grid.ElmNet\0036.ElmTr2 | 49.2427 | -2 | 0.04123 | 0.026492 | 0.0014215 | -0.04123 | -0.02556 | 0.069654
0037 | ElmTr2 | Network Model.IntPrjfolder\Network Data.IntPrjfolder\Main Grid.ElmNet\0037.ElmTr2 | 27.9484 | 0 | 0.01173 | 0.0074262 | 0.0004034 | -0.01173 | -0.00727 | 0.02017
0038 | ElmTr2 | Network Model.IntPrjfolder\Network Data.IntPrjfolder\Main Grid.ElmNet\0038.ElmTr2 | 34.0302 | -2 | 0.01426 | 0.0090624 | 0.00049118 | -0.01426 | -0.00884 | 0.024068
0041 | ElmTr2 | Network Model.IntPrjfolder\Network Data.IntPrjfolder\Main Grid.ElmNet\0041.ElmTr2 | 12.2216 | -2 | 0.00513 | 0.0032087 | 0.0001764 | -0.00513 | -0.00318 | 0.0086438
0087 | ElmTr2 | Network Model.IntPrjfolder\Network Data.IntPrjfolder\Main Grid.ElmNet\0087.ElmTr2 | 18.6465 | -2 | 0.01563 | 0.0098236 | 0.00053828 | -0.01563 | -0.00969 | 0.026376
0042 | ElmTr2 | Network Model.IntPrjfolder\Network Data.IntPrjfolder\Main Grid.ElmNet\0042.ElmTr2 | 52.271 | -2 | 0.04351 | 0.02802 | 0.0015089 | -0.04351 | -0.02697 | 0.073938
0092 | ElmTr2 | Network Model.IntPrjfolder\Network Data.IntPrjfolder\Main Grid.ElmNet\0092.ElmTr2 | 8.2667 | 0 | 0.00694 | 0.0043373 | 0.00023864 | -0.00694 | -0.00431 | 0.011932
0095 | ElmTr2 | Network Model.IntPrjfolder\Network Data.IntPrjfolder\Main Grid.ElmNet\0095.ElmTr2 | 13.2885 | 0 | 0.01115 | 0.0069806 | 0.00038361 | -0.01115 | -0.00691 | 0.01918
0093 | ElmTr2 | Network Model.IntPrjfolder\Network Data.IntPrjfolder\Main Grid.ElmNet\0093.ElmTr2 | 11.0174 | 0 | 0.00925 | 0.0057786 | 0.00031804 | -0.00925 | -0.00573 | 0.015902
0094 | ElmTr2 | Network Model.IntPrjfolder\Network Data.IntPrjfolder\Main Grid.ElmNet\0094.ElmTr2 | 13.1421 | 0 | 0.01103 | 0.0068991 | 0.00037938 | -0.01103 | -0.00683 | 0.018969
0039 | ElmTr2 | Network Model.IntPrjfolder\Network Data.IntPrjfolder\Main Grid.ElmNet\0039.ElmTr2 | 68.8838 | -3 | 0.05714 | 0.037196 | 0.0019885 | -0.05714 | -0.03541 | 0.096442
0040 | ElmTr2 | Network Model.IntPrjfolder\Network Data.IntPrjfolder\Main Grid.ElmNet\0040.ElmTr2 | 39.282 | -2 | 0.03276 | 0.020893 | 0.001134 | -0.03276 | -0.0203 | 0.055565
0096 | ElmTr2 | Network Model.IntPrjfolder\Network Data.IntPrjfolder\Main Grid.ElmNet\0096.ElmTr2 | 10.1332 | 0 | 0.0085 | 0.0053111 | 0.00029252 | -0.0085 | -0.00527 | 0.014626
0043 | ElmTr2 | Network Model.IntPrjfolder\Network Data.IntPrjfolder\Main Grid.ElmNet\0043.ElmTr2 | 18.6677 | -2 | 0.00782 | 0.0049069 | 0.00026944 | -0.00782 | -0.00484 | 0.013203
0044 | ElmTr2 | Network Model.IntPrjfolder\Network Data.IntPrjfolder\Main Grid.ElmNet\0044.ElmTr2 | 20.86 | -2 | 0.00872 | 0.0054936 | 0.00030109 | -0.00872 | -0.00541 | 0.014753
0045 | ElmTr2 | Network Model.IntPrjfolder\Network Data.IntPrjfolder\Main Grid.ElmNet\0045.ElmTr2 | 29.1857 | -2 | 0.02435 | 0.015404 | 0.00084252 | -0.02435 | -0.015077 | 0.041283
00104 | ElmTr2 | Network Model.IntPrjfolder\Network Data.IntPrjfolder\Main Grid.ElmNet\00104.ElmTr2 | 77.0116 | -3 | 0.15887 | 0.10401 | 0.0055578 | -0.15887 | -0.09843 | 0.26956
0046 | ElmTr2 | Network Model.IntPrjfolder\Network Data.IntPrjfolder\Main Grid.ElmNet\0046.ElmTr2 | 23.224 | -2 | 0.00484 | 0.0030518 | 0.0001676 | -0.00484 | -0.003 | 0.0082126
0047 | ElmTr2 | Network Model.IntPrjfolder\Network Data.IntPrjfolder\Main Grid.ElmNet\0047.ElmTr2 | 78.8631 | -3 | 0.10393 | 0.068225 | 0.0036425 | -0.10393 | -0.06448 | 0.17666
0077 | ElmTr2 | Network Model.IntPrjfolder\Network Data.IntPrjfolder\Main Grid.ElmNet\0077.ElmTr2 | 16.1155 | -2 | 0.013446 | 0.0084339 | 0.00046522 | -0.013446 | -0.0083341 | 0.022796
0082 | ElmTr2 | Network Model.IntPrjfolder\Network Data.IntPrjfolder\Main Grid.ElmNet\0082.ElmTr2 | 6.5785 | -2 | 0.00137 | 0.00086416 | 4.7476e-05 | -0.00137 | -0.00086 | 0.0023263
0048 | ElmTr2 | Network Model.IntPrjfolder\Network Data.IntPrjfolder\Main Grid.ElmNet\0048.ElmTr2 | 31.9393 | -2 | 0.01328 | 0.0084259 | 0.000461 | -0.01328 | -0.00823 | 0.022589
0097 | ElmTr2 | Network Model.IntPrjfolder\Network Data.IntPrjfolder\Main Grid.ElmNet\0097.ElmTr2 | 25.7489 | -2 | 0.021446 | 0.013531 | 0.00074331 | -0.021446 | -0.013277 | 0.036422
0049 | ElmTr2 | Network Model.IntPrjfolder\Network Data.IntPrjfolder\Main Grid.ElmNet\0049.ElmTr2 | 19.2808 | -2 | 0.01607 | 0.010093 | 0.00055659 | -0.01607 | -0.00995 | 0.027273
0050 | ElmTr2 | Network Model.IntPrjfolder\Network Data.IntPrjfolder\Main Grid.ElmNet\0050.ElmTr2 | 53.6753 | -2 | 0.04431 | 0.028587 | 0.0015495 | -0.04431 | -0.02748 | 0.075924
0051 | ElmTr2 | Network Model.IntPrjfolder\Network Data.IntPrjfolder\Main Grid.ElmNet\0051.ElmTr2 | 46.9001 | -3 | 0.03873 | 0.024838 | 0.0013539 | -0.03873 | -0.02401 | 0.065664
0081 | ElmTr2 | Network Model.IntPrjfolder\Network Data.IntPrjfolder\Main Grid.ElmNet\0081.ElmTr2 | 19.5487 | -3 | 0.016234 | 0.010203 | 0.00056432 | -0.016234 | -0.010059 | 0.02737
0086 | ElmTr2 | Network Model.IntPrjfolder\Network Data.IntPrjfolder\Main Grid.ElmNet\0086.ElmTr2 | 31.8782 | -3 | 0.026394 | 0.016735 | 0.00092025 | -0.026394 | -0.016352 | 0.044632
0052 | ElmTr2 | Network Model.IntPrjfolder\Network Data.IntPrjfolder\Main Grid.ElmNet\0052.ElmTr2 | 25.765 | -3 | 0.02136 | 0.01348 | 0.00074377 | -0.02136 | -0.01323 | 0.036073
0053 | ElmTr2 | Network Model.IntPrjfolder\Network Data.IntPrjfolder\Main Grid.ElmNet\0053.ElmTr2 | 28.4298 | -3 | 0.01177 | 0.0074421 | 0.00041035 | -0.01177 | -0.00729 | 0.019902
0099 | ElmTr2 | Network Model.IntPrjfolder\Network Data.IntPrjfolder\Main Grid.ElmNet\0099.ElmTr2 | 5.0758 | -3 | 0.00422 | 0.0026297 | 0.00014653 | -0.00422 | -0.00262 | 0.0071065
0054 | ElmTr2 | Network Model.IntPrjfolder\Network Data.IntPrjfolder\Main Grid.ElmNet\0054.ElmTr2 | 22.8251 | -3 | 0.00946 | 0.005958 | 0.00032945 | -0.00946 | -0.00586 | 0.015978
0055 | ElmTr2 | Network Model.IntPrjfolder\Network Data.IntPrjfolder\Main Grid.ElmNet\0055.ElmTr2 | 30.4549 | -3 | 0.0126 | 0.0079845 | 0.00043958 | -0.0126 | -0.00781 | 0.02132
0057 | ElmTr2 | Network Model.IntPrjfolder\Network Data.IntPrjfolder\Main Grid.ElmNet\0057.ElmTr2 | 22.2626 | -3 | 0.01845 | 0.011627 | 0.00064267 | -0.01845 | -0.01144 | 0.031169
0098 | ElmTr2 | Network Model.IntPrjfolder\Network Data.IntPrjfolder\Main Grid.ElmNet\0098.ElmTr2 | 5.9764 | -3 | 0.00497 | 0.0030934 | 0.00017252 | -0.00497 | -0.00308 | 0.0083674
0056 | ElmTr2 | Network Model.IntPrjfolder\Network Data.IntPrjfolder\Main Grid.ElmNet\0056.ElmTr2 | 33.3845 | -3 | 0.0138 | 0.0087697 | 0.00048186 | -0.0138 | -0.00856 | 0.02337
0058 | ElmTr2 | Network Model.IntPrjfolder\Network Data.IntPrjfolder\Main Grid.ElmNet\0058.ElmTr2 | 77.923 | -3 | 0.06382 | 0.041835 | 0.0022494 | -0.06382 | -0.03955 | 0.1091
0059 | ElmTr2 | Network Model.IntPrjfolder\Network Data.IntPrjfolder\Main Grid.ElmNet\0059.ElmTr2 | 57.0281 | -3 | 0.0469 | 0.030294 | 0.0016463 | -0.0469 | -0.02907 | 0.079844
0060 | ElmTr2 | Network Model.IntPrjfolder\Network Data.IntPrjfolder\Main Grid.ElmNet\0060.ElmTr2 | 72.8565 | -3 | 0.18811 | 0.12286 | 0.006625 | -0.18811 | -0.11657 | 0.32131
0061 | ElmTr2 | Network Model.IntPrjfolder\Network Data.IntPrjfolder\Main Grid.ElmNet\0061.ElmTr2 | 55.7781 | -3 | 0.04588 | 0.029611 | 0.0016102 | -0.04588 | -0.02844 | 0.078094
0001 | ElmTr2 | Network Model.IntPrjfolder\Network Data.IntPrjfolder\Main Grid.ElmNet\0001.ElmTr2 | 75.5604 | 0 | 0.063172 | 0.041432 | 0.0021812 | -0.063172 | -0.039148 | 0.10906
0002 | ElmTr2 | Network Model.IntPrjfolder\Network Data.IntPrjfolder\Main Grid.ElmNet\0002.ElmTr2 | 32.429 | 0 | 0.02735 | 0.017371 | 0.00093614 | -0.02735 | -0.01695 | 0.046807
0074 | ElmTr2 | Network Model.IntPrjfolder\Network Data.IntPrjfolder\Main Grid.ElmNet\0074.ElmTr2 | 50.8396 | 0 | 0.04271 | 0.027494 | 0.0014676 | -0.04271 | -0.02646 | 0.073381
0003 | ElmTr2 | Network Model.IntPrjfolder\Network Data.IntPrjfolder\Main Grid.ElmNet\0003.ElmTr2 | 52.9701 | 0 | 0.02224 | 0.014341 | 0.00076456 | -0.02224 | -0.01378 | 0.038228
0004 | ElmTr2 | Network Model.IntPrjfolder\Network Data.IntPrjfolder\Main Grid.ElmNet\0004.ElmTr2 | 34.4581 | 0 | 0.02904 | 0.018465 | 0.00099472 | -0.02904 | -0.01799 | 0.049736
0103 | ElmTr2 | Network Model.IntPrjfolder\Network Data.IntPrjfolder\Main Grid.ElmNet\0103.ElmTr2 | 15.5182 | 0 | 0.013129 | 0.0082347 | 0.00044797 | -0.013129 | -0.0081384 | 0.022399
0005 | ElmTr2 | Network Model.IntPrjfolder\Network Data.IntPrjfolder\Main Grid.ElmNet\0005.ElmTr2 | 13.5781 | 0 | 0.00287 | 0.0017984 | 9.7991e-05 | -0.00287 | -0.00178 | 0.0048996
0088 | ElmTr2 | Network Model.IntPrjfolder\Network Data.IntPrjfolder\Main Grid.ElmNet\0088.ElmTr2 | 29.8755 | 0 | 0.02517 | 0.015947 | 0.00086243 | -0.02517 | -0.01559 | 0.043122
0089 | ElmTr2 | Network Model.IntPrjfolder\Network Data.IntPrjfolder\Main Grid.ElmNet\0089.ElmTr2 | 13.0272 | 0 | 0.01101 | 0.0068979 | 0.00037606 | -0.01101 | -0.00683 | 0.018803
0090 | ElmTr2 | Network Model.IntPrjfolder\Network Data.IntPrjfolder\Main Grid.ElmNet\0090.ElmTr2 | 18.2937 | 0 | 0.01545 | 0.0097039 | 0.00052809 | -0.01545 | -0.00957 | 0.026405
0006 | ElmTr2 | Network Model.IntPrjfolder\Network Data.IntPrjfolder\Main Grid.ElmNet\0006.ElmTr2 | 28.695 | 0 | 0.02417 | 0.015309 | 0.00082835 | -0.02417 | -0.01498 | 0.041418
0008 | ElmTr2 | Network Model.IntPrjfolder\Network Data.IntPrjfolder\Main Grid.ElmNet\0008.ElmTr2 | 48.6998 | 0 | 0.04079 | 0.026229 | 0.0014058 | -0.04079 | -0.02528 | 0.070292
0085 | ElmTr2 | Network Model.IntPrjfolder\Network Data.IntPrjfolder\Main Grid.ElmNet\0085.ElmTr2 | 30.1789 | 0 | 0.02538 | 0.016094 | 0.00087119 | -0.02538 | -0.01573 | 0.043559
0007 | ElmTr2 | Network Model.IntPrjfolder\Network Data.IntPrjfolder\Main Grid.ElmNet\0007.ElmTr2 | 70.0404 | 0 | 0.05839 | 0.038152 | 0.0020219 | -0.05839 | -0.03619 | 0.10109
0010 | ElmTr2 | Network Model.IntPrjfolder\Network Data.IntPrjfolder\Main Grid.ElmNet\0010.ElmTr2 | 68.1316 | 0 | 0.05682 | 0.037077 | 0.0019668 | -0.05682 | -0.03522 | 0.098339
0009 | ElmTr2 | Network Model.IntPrjfolder\Network Data.IntPrjfolder\Main Grid.ElmNet\0009.ElmTr2 | 30.8055 | 0 | 0.01295 | 0.0082198 | 0.00044464 | -0.01295 | -0.00803 | 0.022232
0011 | ElmTr2 | Network Model.IntPrjfolder\Network Data.IntPrjfolder\Main Grid.ElmNet\0011.ElmTr2 | 76.3639 | -2 | 0.10102 | 0.066207 | 0.0035271 | -0.10102 | -0.062622 | 0.17283
0012 | ElmTr2 | Network Model.IntPrjfolder\Network Data.IntPrjfolder\Main Grid.ElmNet\0012.ElmTr2 | 36.769 | 0 | 0.01533 | 0.0097604 | 0.00053072 | -0.01533 | -0.00949 | 0.026536
0013 | ElmTr2 | Network Model.IntPrjfolder\Network Data.IntPrjfolder\Main Grid.ElmNet\0013.ElmTr2 | 30.0353 | 0 | 0.02506 | 0.015896 | 0.00086704 | -0.02506 | -0.015536 | 0.043352
0102 | ElmTr2 | Network Model.IntPrjfolder\Network Data.IntPrjfolder\Main Grid.ElmNet\0102.ElmTr2 | 49.5719 | -2 | 0.04119 | 0.026474 | 0.001431 | -0.04119 | -0.02553 | 0.07012
0070 | ElmTr2 | Network Model.IntPrjfolder\Network Data.IntPrjfolder\Main Grid.ElmNet\0070.ElmTr2 | 34.136 | -2 | 0.02842 | 0.018058 | 0.00098542 | -0.02842 | -0.01761 | 0.048286
0071 | ElmTr2 | Network Model.IntPrjfolder\Network Data.IntPrjfolder\Main Grid.ElmNet\0071.ElmTr2 | 42.9461 | -2 | 0.03564 | 0.022799 | 0.0012397 | -0.03564 | -0.02209 | 0.060748
0072 | ElmTr2 | Network Model.IntPrjfolder\Network Data.IntPrjfolder\Main Grid.ElmNet\0072.ElmTr2 | 57.4557 | -2 | 0.04745 | 0.030678 | 0.0016586 | -0.04745 | -0.02941 | 0.081272
0068 | ElmTr2 | Network Model.IntPrjfolder\Network Data.IntPrjfolder\Main Grid.ElmNet\0068.ElmTr2 | 36.2581 | -2 | 0.03008 | 0.019145 | 0.0010467 | -0.03008 | -0.01864 | 0.051287
0069 | ElmTr2 | Network Model.IntPrjfolder\Network Data.IntPrjfolder\Main Grid.ElmNet\0069.ElmTr2 | 32.5997 | -2 | 0.01353 | 0.0085941 | 0.00047054 | -0.01353 | -0.00839 | 0.023056
0067 | ElmTr2 | Network Model.IntPrjfolder\Network Data.IntPrjfolder\Main Grid.ElmNet\0067.ElmTr2 | 63.3113 | -3 | 0.05222 | 0.033869 | 0.0018276 | -0.05222 | -0.03236 | 0.088641
0084 | ElmTr2 | Network Model.IntPrjfolder\Network Data.IntPrjfolder\Main Grid.ElmNet\0084.ElmTr2 | 17.0826 | -2 | 0.01422 | 0.0089221 | 0.00049313 | -0.01422 | -0.00881 | 0.024164
0066 | ElmTr2 | Network Model.IntPrjfolder\Network Data.IntPrjfolder\Main Grid.ElmNet\0066.ElmTr2 | 21.9302 | -2 | 0.00911 | 0.0057424 | 0.00031654 | -0.00911 | -0.00565 | 0.01551
0065 | ElmTr2 | Network Model.IntPrjfolder\Network Data.IntPrjfolder\Main Grid.ElmNet\0065.ElmTr2 | 77.2491 | -3 | 0.063436 | 0.041566 | 0.00223 | -0.063436 | -0.03932 | 0.10815
0064 | ElmTr2 | Network Model.IntPrjfolder\Network Data.IntPrjfolder\Main Grid.ElmNet\0064.ElmTr2 | 76.7797 | -3 | 0.063045 | 0.04129 | 0.0022164 | -0.063045 | -0.039072 | 0.1075
0063 | ElmTr2 | Network Model.IntPrjfolder\Network Data.IntPrjfolder\Main Grid.ElmNet\0063.ElmTr2 | 28.3064 | -2 | 0.023471 | 0.014852 | 0.00081714 | -0.023471 | -0.014544 | 0.04004
0100 | ElmTr2 | Network Model.IntPrjfolder\Network Data.IntPrjfolder\Main Grid.ElmNet\0100.ElmTr2 | 48.6396 | -3 | 0.04016 | 0.02577 | 0.0014041 | -0.04016 | -0.02488 | 0.068099
0078 | ElmTr2 | Network Model.IntPrjfolder\Network Data.IntPrjfolder\Main Grid.ElmNet\0078.ElmTr2 | 76.231 | -3 | 0.06256 | 0.040967 | 0.0022006 | -0.06256 | -0.03878 | 0.10673
0080 | ElmTr2 | Network Model.IntPrjfolder\Network Data.IntPrjfolder\Main Grid.ElmNet\0080.ElmTr2 | 15.6524 | -3 | 0.013008 | 0.00816 | 0.00045185 | -0.013008 | -0.0080678 | 0.021915
0062 | ElmTr2 | Network Model.IntPrjfolder\Network Data.IntPrjfolder\Main Grid.ElmNet\0062.ElmTr2 | 43.8081 | -2 | 0.0362 | 0.023177 | 0.0012646 | -0.0362 | -0.02244 | 0.061967
0073 | ElmTr2 | Network Model.IntPrjfolder\Network Data.IntPrjfolder\Main Grid.ElmNet\0073.ElmTr2 | 56.6898 | -3 | 0.04673 | 0.03017 | 0.0016365 | -0.04673 | -0.02896 | 0.07937
0101 | ElmTr2 | Network Model.IntPrjfolder\Network Data.IntPrjfolder\Main Grid.ElmNet\0101.ElmTr2 | 16.3066 | -3 | 0.013554 | 0.0085015 | 0.00047073 | -0.013554 | -0.0084015 | 0.02283
T14 | ElmTr2 | Network Model.IntPrjfolder\Network Data.IntPrjfolder\Main Grid.ElmNet\T14.ElmTr2 | 61.0204 | 2 | -0.8 | -0.52987 | 0.027631 | 0.8 | 0.55965 | 1.4092
T15 | ElmTr2 | Network Model.IntPrjfolder\Network Data.IntPrjfolder\Main Grid.ElmNet\T15.ElmTr2 | 61.0204 | 2 | -0.8 | -0.52987 | 0.027631 | 0.8 | 0.55965 | 1.4092
T16 | ElmTr2 | Network Model.IntPrjfolder\Network Data.IntPrjfolder\Main Grid.ElmNet\T16.ElmTr2 | 65.7535 | 2 | -0.88934 | -0.52747 | 0.029775 | 0.88934 | 0.56205 | 1.5185
Breaker/Switch | ElmCoup | Network Model.IntPrjfolder\Network Data.IntPrjfolder\Main Grid.ElmNet\Breaker/Switch.ElmCoup | 0 |  | -1.1055e-08 | 2.5129e-18 | 1.5917e-08 | 1.1055e-08 | -2.5129e-18 | 1.5917e-08
Breaker/Switch(1) | ElmCoup | Network Model.IntPrjfolder\Network Data.IntPrjfolder\Main Grid.ElmNet\Breaker/Switch(1).ElmCoup | 0 |  | -1.1055e-08 | 2.5129e-18 | 1.5917e-08 | 1.1055e-08 | -2.5129e-18 | 1.5917e-08
Breaker/Switch(2) | ElmCoup | Network Model.IntPrjfolder\Network Data.IntPrjfolder\Main Grid.ElmNet\Breaker/Switch(2).ElmCoup | 0 |  | -1.3337 | -0.8749 | 0.045932 | 1.3337 | 0.8749 | 0.045932
Breaker/Switch(3) | ElmCoup | Network Model.IntPrjfolder\Network Data.IntPrjfolder\Main Grid.ElmNet\Breaker/Switch(3).ElmCoup | 0 |  | -1.9481 | -1.3015 | 0.067464 | 1.9481 | 1.3015 | 0.067464
Breaker/Switch(4) | ElmCoup | Network Model.IntPrjfolder\Network Data.IntPrjfolder\Main Grid.ElmNet\Breaker/Switch(4).ElmCoup | 0 |  | -1.2281 | -0.76974 | 0.041736 | 1.2281 | 0.76974 | 0.041736
CB KOTA | ElmCoup | Network Model.IntPrjfolder\Network Data.IntPrjfolder\Main Grid.ElmNet\CB KOTA.ElmCoup | 0 |  | 1.3337 | 0.8749 | 0.045932 | -1.3337 | -0.8749 | 0.045932
LBSM PATEKEN | ElmCoup | Network Model.IntPrjfolder\Network Data.IntPrjfolder\Main Grid.ElmNet\LBSM PATEKEN.ElmCoup | 0 |  | 1.1292 | 0.74027 | 0.038931 | -1.1292 | -0.74027 | 0.038931
CB TAMBAK | ElmCoup | Network Model.IntPrjfolder\Network Data.IntPrjfolder\Main Grid.ElmNet\CB TAMBAK.ElmCoup | 0 |  | -1.4583 | -0.95534 | 0.050202 | 1.4583 | 0.95534 | 0.050202
LBSM DAUN | ElmCoup | Network Model.IntPrjfolder\Network Data.IntPrjfolder\Main Grid.ElmNet\LBSM DAUN.ElmCoup | 0 |  | -1.1775 | -0.76847 | 0.040792 | 1.1775 | 0.76847 | 0.040792
LBS CARABAKA | ElmCoup | Network Model.IntPrjfolder\Network Data.IntPrjfolder\Main Grid.ElmNet\LBS CARABAKA.ElmCoup | 0 |  | -0.93791 | -0.61093 | 0.03267 | 0.93791 | 0.61093 | 0.03267
LBS KEPUH TELUK MUR | ElmCoup | Network Model.IntPrjfolder\Network Data.IntPrjfolder\Main Grid.ElmNet\LBS KEPUH TELUK MUR.ElmCoup | 0 |  | -0.56878 | -0.36884 | 0.019885 | 0.56878 | 0.36884 | 0.019885
LBS LABUHAN | ElmCoup | Network Model.IntPrjfolder\Network Data.IntPrjfolder\Main Grid.ElmNet\LBS LABUHAN.ElmCoup | 0 |  | 0.42019 | 0.27244 | 0.014754 | -0.42019 | -0.27244 | 0.014754
CB SANGKAPURA | ElmCoup | Network Model.IntPrjfolder\Network Data.IntPrjfolder\Main Grid.ElmNet\CB SANGKAPURA.ElmCoup | 0 |  | -1.2613 | -0.81746 | 0.043281 | 1.2613 | 0.81746 | 0.043281
LBSM LEBAK | ElmCoup | Network Model.IntPrjfolder\Network Data.IntPrjfolder\Main Grid.ElmNet\LBSM LEBAK.ElmCoup | 0 |  | -1.1027 | -0.71179 | 0.037931 | 1.1027 | 0.71179 | 0.037931
REC SUWARI | ElmCoup | Network Model.IntPrjfolder\Network Data.IntPrjfolder\Main Grid.ElmNet\REC SUWARI.ElmCoup | 0 |  | 0.78267 | 0.50577 | 0.027086 | -0.78267 | -0.50577 | 0.027086
LBSM BANGSAL | ElmCoup | Network Model.IntPrjfolder\Network Data.IntPrjfolder\Main Grid.ElmNet\LBSM BANGSAL.ElmCoup | 0 |  | -0.59507 | -0.38589 | 0.02073 | 0.59507 | 0.38589 | 0.02073
LBS TELUK JATI | ElmCoup | Network Model.IntPrjfolder\Network Data.IntPrjfolder\Main Grid.ElmNet\LBS TELUK JATI.ElmCoup | 0 |  | -0.52997 | -0.34334 | 0.018505 | 0.52997 | 0.34334 | 0.018505
LBS TANJUNGAN | ElmCoup | Network Model.IntPrjfolder\Network Data.IntPrjfolder\Main Grid.ElmNet\LBS TANJUNGAN.ElmCoup | 0 |  | -0.29881 | -0.19302 | 0.010462 | 0.29881 | 0.19302 | 0.010462
LBS SAWAH DAYA | ElmCoup | Network Model.IntPrjfolder\Network Data.IntPrjfolder\Main Grid.ElmNet\LBS SAWAH DAYA.ElmCoup | 0 |  | -0.3057 | -0.19916 | 0.010535 | 0.3057 | 0.19916 | 0.010535
REC LANCABUR | ElmCoup | Network Model.IntPrjfolder\Network Data.IntPrjfolder\Main Grid.ElmNet\REC LANCABUR.ElmCoup | 0 |  | -1.405 | -0.91917 | 0.04847 | 1.405 | 0.91917 | 0.04847
REC PAMONA | ElmCoup | Network Model.IntPrjfolder\Network Data.IntPrjfolder\Main Grid.ElmNet\REC PAMONA.ElmCoup | 0 |  | -1.0448 | -0.6804 | 0.036354 | 1.0448 | 0.6804 | 0.036354
LBS TANJUNG ORI | ElmCoup | Network Model.IntPrjfolder\Network Data.IntPrjfolder\Main Grid.ElmNet\LBS TANJUNG ORI.ElmCoup | 0 |  | 0.28094 | 0.18284 | 0.0098814 | -0.28094 | -0.18284 | 0.0098814
KOTA | ElmLne | Network Model.IntPrjfolder\Network Data.IntPrjfolder\Main Grid.ElmNet\KOTA.ElmLne | 4.5932 |  | 1.3337 | 0.8749 | 0.045932 | -1.3335 | -0.87482 | 0.045932
Line1 | ElmLne | Network Model.IntPrjfolder\Network Data.IntPrjfolder\Main Grid.ElmNet\Line1.ElmLne | 4.5932 |  | 1.3335 | 0.87482 | 0.045932 | -1.3334 | -0.87466 | 0.045932
Line85 | ElmLne | Network Model.IntPrjfolder\Network Data.IntPrjfolder\Main Grid.ElmNet\Line85.ElmLne | 0.24705 |  | 0.072011 | 0.046597 | 0.0024705 | -0.072011 | -0.046596 | 0.0024705
Line87 | ElmLne | Network Model.IntPrjfolder\Network Data.IntPrjfolder\Main Grid.ElmNet\Line87.ElmLne | 0.097168 |  | 0.028271 | 0.018407 | 0.00097168 | -0.02827 | -0.018406 | 0.00097168
Line4 | ElmLne | Network Model.IntPrjfolder\Network Data.IntPrjfolder\Main Grid.ElmNet\Line4.ElmLne | 4.3462 |  | 1.2614 | 0.82807 | 0.043462 | -1.2612 | -0.82774 | 0.043462
Line6 | ElmLne | Network Model.IntPrjfolder\Network Data.IntPrjfolder\Main Grid.ElmNet\Line6.ElmLne | 4.1149 |  | 1.1942 | 0.78359 | 0.041149 | -1.194 | -0.78326 | 0.041149
Line10 | ElmLne | Network Model.IntPrjfolder\Network Data.IntPrjfolder\Main Grid.ElmNet\Line10.ElmLne | 3.8931 |  | 1.1296 | 0.74101 | 0.038931 | -1.1292 | -0.74027 | 0.038931
Line89 | ElmLne | Network Model.IntPrjfolder\Network Data.IntPrjfolder\Main Grid.ElmNet\Line89.ElmLne | 3.8931 |  | 1.1292 | 0.74027 | 0.038931 | -1.1289 | -0.73982 | 0.038931
Line12 | ElmLne | Network Model.IntPrjfolder\Network Data.IntPrjfolder\Main Grid.ElmNet\Line12.ElmLne | 3.7116 |  | 1.0761 | 0.70556 | 0.037116 | -1.0757 | -0.70491 | 0.037116
Line14 | ElmLne | Network Model.IntPrjfolder\Network Data.IntPrjfolder\Main Grid.ElmNet\Line14.ElmLne | 3.5236 |  | 1.0211 | 0.66937 | 0.035236 | -1.0209 | -0.66904 | 0.035236
Line91 | ElmLne | Network Model.IntPrjfolder\Network Data.IntPrjfolder\Main Grid.ElmNet\Line91.ElmLne | 2.9559 |  | 0.85662 | 0.56101 | 0.029559 | -0.85653 | -0.56086 | 0.029559
Line16 | ElmLne | Network Model.IntPrjfolder\Network Data.IntPrjfolder\Main Grid.ElmNet\Line16.ElmLne | 1.335 |  | 0.38657 | 0.25371 | 0.01335 | -0.38654 | -0.25365 | 0.01335
Line18 | ElmLne | Network Model.IntPrjfolder\Network Data.IntPrjfolder\Main Grid.ElmNet\Line18.ElmLne | 0.98857 |  | 0.28621 | 0.18787 | 0.0098857 | -0.2862 | -0.18786 | 0.0098857
Line95 | ElmLne | Network Model.IntPrjfolder\Network Data.IntPrjfolder\Main Grid.ElmNet\Line95.ElmLne | 0.41842 |  | 0.12123 | 0.079368 | 0.0041842 | -0.12123 | -0.079358 | 0.0041842
Line97 | ElmLne | Network Model.IntPrjfolder\Network Data.IntPrjfolder\Main Grid.ElmNet\Line97.ElmLne | 0.2267 |  | 0.065596 | 0.043123 | 0.002267 | -0.065595 | -0.043122 | 0.002267
Line93 | ElmLne | Network Model.IntPrjfolder\Network Data.IntPrjfolder\Main Grid.ElmNet\Line93.ElmLne | 0.57015 |  | 0.16497 | 0.10849 | 0.0057015 | -0.16496 | -0.10848 | 0.0057015
Line24 | ElmLne | Network Model.IntPrjfolder\Network Data.IntPrjfolder\Main Grid.ElmNet\Line24.ElmLne | 1.6209 |  | 0.46995 | 0.30715 | 0.016209 | -0.46994 | -0.30713 | 0.016209
Line26 | ElmLne | Network Model.IntPrjfolder\Network Data.IntPrjfolder\Main Grid.ElmNet\Line26.ElmLne | 1.0535 |  | 0.30572 | 0.19919 | 0.010535 | -0.3057 | -0.19916 | 0.010535
Line99 | ElmLne | Network Model.IntPrjfolder\Network Data.IntPrjfolder\Main Grid.ElmNet\Line99.ElmLne | 1.0535 |  | 0.3057 | 0.19916 | 0.010535 | -0.30569 | -0.19913 | 0.010535
Line28 | ElmLne | Network Model.IntPrjfolder\Network Data.IntPrjfolder\Main Grid.ElmNet\Line28.ElmLne | 0.88683 |  | 0.25723 | 0.16777 | 0.0088683 | -0.25719 | -0.1677 | 0.0088683
Line101 | ElmLne | Network Model.IntPrjfolder\Network Data.IntPrjfolder\Main Grid.ElmNet\Line101.ElmLne | 0.66786 |  | 0.1938 | 0.12612 | 0.0066786 | -0.19375 | -0.12605 | 0.0066786
Line103 | ElmLne | Network Model.IntPrjfolder\Network Data.IntPrjfolder\Main Grid.ElmNet\Line103.ElmLne | 0.49082 |  | 0.14235 | 0.092692 | 0.0049082 | -0.14235 | -0.092691 | 0.0049082
Line105 | ElmLne | Network Model.IntPrjfolder\Network Data.IntPrjfolder\Main Grid.ElmNet\Line105.ElmLne | 0.2297 |  | 0.066397 | 0.043715 | 0.002297 | -0.06639 | -0.043702 | 0.002297
Line107 | ElmLne | Network Model.IntPrjfolder\Network Data.IntPrjfolder\Main Grid.ElmNet\Line107.ElmLne | 0.26113 |  | 0.075952 | 0.048976 | 0.0026113 | -0.075952 | -0.048975 | 0.0026113
Line109 | ElmLne | Network Model.IntPrjfolder\Network Data.IntPrjfolder\Main Grid.ElmNet\Line109.ElmLne | 0.22703 |  | 0.066032 | 0.042582 | 0.0022703 | -0.066031 | -0.042581 | 0.0022703
Line112 | ElmLne | Network Model.IntPrjfolder\Network Data.IntPrjfolder\Main Grid.ElmNet\Line112.ElmLne | 0.14485 |  | 0.042151 | 0.027133 | 0.0014485 | -0.042151 | -0.027132 | 0.0014485
Line111 | ElmLne | Network Model.IntPrjfolder\Network Data.IntPrjfolder\Main Grid.ElmNet\Line111.ElmLne | 0.076853 |  | 0.02235 | 0.014418 | 0.00076853 | -0.02235 | -0.014417 | 0.00076853
Line114 | ElmLne | Network Model.IntPrjfolder\Network Data.IntPrjfolder\Main Grid.ElmNet\Line114.ElmLne | 0.067993 |  | 0.0198 | 0.012714 | 0.00067993 | -0.0198 | -0.012714 | 0.00067993
TAMBAK | ElmLne | Network Model.IntPrjfolder\Network Data.IntPrjfolder\Main Grid.ElmNet\TAMBAK.ElmLne | 5.0202 |  | 1.4583 | 0.95534 | 0.050202 | -1.4583 | -0.95532 | 0.050202
Line80 | ElmLne | Network Model.IntPrjfolder\Network Data.IntPrjfolder\Main Grid.ElmNet\Line80.ElmLne | 3.1832e-08 |  | 1.1054e-08 | -7.5444e-15 | 3.1832e-10 | -1.1054e-08 | 7.5448e-15 | 3.1832e-10
Line116 | ElmLne | Network Model.IntPrjfolder\Network Data.IntPrjfolder\Main Grid.ElmNet\Line116.ElmLne | 5.0202 |  | 1.4583 | 0.95532 | 0.050202 | -1.4579 | -0.95471 | 0.050202
Line83 | ElmLne | Network Model.IntPrjfolder\Network Data.IntPrjfolder\Main Grid.ElmNet\Line83.ElmLne | 4.9245 |  | 1.4298 | 0.9369 | 0.049245 | -1.4296 | -0.93652 | 0.049245
Line118 | ElmLne | Network Model.IntPrjfolder\Network Data.IntPrjfolder\Main Grid.ElmNet\Line118.ElmLne | 0.077566 |  | 0.02275 | 0.014389 | 0.00077566 | -0.02275 | -0.014389 | 0.00077566
Line5 | ElmLne | Network Model.IntPrjfolder\Network Data.IntPrjfolder\Main Grid.ElmNet\Line5.ElmLne | 4.847 |  | 1.4069 | 0.92214 | 0.04847 | -1.405 | -0.91917 | 0.04847
Line120 | ElmLne | Network Model.IntPrjfolder\Network Data.IntPrjfolder\Main Grid.ElmNet\Line120.ElmLne | 4.847 |  | 1.405 | 0.91917 | 0.04847 | -1.4048 | -0.91885 | 0.04847
Line7 | ElmLne | Network Model.IntPrjfolder\Network Data.IntPrjfolder\Main Grid.ElmNet\Line7.ElmLne | 4.8313 |  | 1.4002 | 0.91598 | 0.048313 | -1.3971 | -0.91092 | 0.048313
Line122 | ElmLne | Network Model.IntPrjfolder\Network Data.IntPrjfolder\Main Grid.ElmNet\Line122.ElmLne | 0.035044 |  | 0.01023 | 0.0064579 | 0.00035044 | -0.01023 | -0.0064579 | 0.00035044
Line9 | ElmLne | Network Model.IntPrjfolder\Network Data.IntPrjfolder\Main Grid.ElmNet\Line9.ElmLne | 4.7963 |  | 1.3869 | 0.90447 | 0.047963 | -1.3868 | -0.90435 | 0.047963
Line124 | ElmLne | Network Model.IntPrjfolder\Network Data.IntPrjfolder\Main Grid.ElmNet\Line124.ElmLne | 4.3552 |  | 1.259 | 0.82173 | 0.043552 | -1.2588 | -0.82147 | 0.043552
Line13 | ElmLne | Network Model.IntPrjfolder\Network Data.IntPrjfolder\Main Grid.ElmNet\Line13.ElmLne | 0.13392 |  | 0.039016 | 0.02478 | 0.0013392 | -0.039016 | -0.024779 | 0.0013392
Line29 | ElmLne | Network Model.IntPrjfolder\Network Data.IntPrjfolder\Main Grid.ElmNet\Line29.ElmLne | 0.031059 |  | 0.0090701 | 0.0057127 | 0.00031059 | -0.00907 | -0.0057126 | 0.00031059
Line126 | ElmLne | Network Model.IntPrjfolder\Network Data.IntPrjfolder\Main Grid.ElmNet\Line126.ElmLne | 4.2213 |  | 1.2198 | 0.79669 | 0.042213 | -1.2189 | -0.79519 | 0.042213
Line128 | ElmLne | Network Model.IntPrjfolder\Network Data.IntPrjfolder\Main Grid.ElmNet\Line128.ElmLne | 4.0792 |  | 1.1776 | 0.7687 | 0.040792 | -1.1775 | -0.76847 | 0.040792
Line130 | ElmLne | Network Model.IntPrjfolder\Network Data.IntPrjfolder\Main Grid.ElmNet\Line130.ElmLne | 4.0792 |  | 1.1775 | 0.76847 | 0.040792 | -1.1762 | -0.76639 | 0.040792
Line31 | ElmLne | Network Model.IntPrjfolder\Network Data.IntPrjfolder\Main Grid.ElmNet\Line31.ElmLne | 4.0388 |  | 1.1645 | 0.75896 | 0.040388 | -1.1641 | -0.75833 | 0.040388
Line32 | ElmLne | Network Model.IntPrjfolder\Network Data.IntPrjfolder\Main Grid.ElmNet\Line32.ElmLne | 3.9897 |  | -1.1477 | -0.74573 | 0.039897 | 1.1498 | 0.74927 | 0.039897
Line35 | ElmLne | Network Model.IntPrjfolder\Network Data.IntPrjfolder\Main Grid.ElmNet\Line35.ElmLne | 0.35432 |  | 0.10266 | 0.065079 | 0.0035432 | -0.10265 | -0.065066 | 0.0035432
Line | ElmLne | Network Model.IntPrjfolder\Network Data.IntPrjfolder\Main Grid.ElmNet\Line.ElmLne | 0.33668 |  | 0.097522 | 0.061857 | 0.0033668 | -0.097514 | -0.061845 | 0.0033668
Line136 | ElmLne | Network Model.IntPrjfolder\Network Data.IntPrjfolder\Main Grid.ElmNet\Line136.ElmLne | 0.053828 |  | 0.01563 | 0.0098242 | 0.00053828 | -0.01563 | -0.0098236 | 0.00053828
Line138 | ElmLne | Network Model.IntPrjfolder\Network Data.IntPrjfolder\Main Grid.ElmNet\Line138.ElmLne | 0.28285 |  | 0.081884 | 0.052021 | 0.0028285 | -0.081883 | -0.05202 | 0.0028285
Line140 | ElmLne | Network Model.IntPrjfolder\Network Data.IntPrjfolder\Main Grid.ElmNet\Line140.ElmLne | 0.13197 |  | 0.038373 | 0.024 | 0.0013197 | -0.038371 | -0.023997 | 0.0013197
Line142 | ElmLne | Network Model.IntPrjfolder\Network Data.IntPrjfolder\Main Grid.ElmNet\Line142.ElmLne | 0.1081 |  | 0.031431 | 0.01966 | 0.001081 | -0.03143 | -0.019658 | 0.001081
Line146 | ElmLne | Network Model.IntPrjfolder\Network Data.IntPrjfolder\Main Grid.ElmNet\Line146.ElmLne | 0.069743 |  | 0.02028 | 0.012678 | 0.00069743 | -0.02028 | -0.012678 | 0.00069743
Line148 | ElmLne | Network Model.IntPrjfolder\Network Data.IntPrjfolder\Main Grid.ElmNet\Line148.ElmLne | 0.037938 |  | 0.01103 | 0.0068991 | 0.00037938 | -0.01103 | -0.0068991 | 0.00037938
Line134 | ElmLne | Network Model.IntPrjfolder\Network Data.IntPrjfolder\Main Grid.ElmNet\Line134.ElmLne | 3.6354 |  | 1.045 | 0.68065 | 0.036354 | -1.0448 | -0.6804 | 0.036354
Line132 | ElmLne | Network Model.IntPrjfolder\Network Data.IntPrjfolder\Main Grid.ElmNet\Line132.ElmLne | 3.6354 |  | 1.0448 | 0.6804 | 0.036354 | -1.0446 | -0.68005 | 0.036354
Line33 | ElmLne | Network Model.IntPrjfolder\Network Data.IntPrjfolder\Main Grid.ElmNet\Line33.ElmLne | 3.4366 |  | 0.98749 | 0.64285 | 0.034366 | -0.98704 | -0.64213 | 0.034366
Line150 | ElmLne | Network Model.IntPrjfolder\Network Data.IntPrjfolder\Main Grid.ElmNet\Line150.ElmLne | 0.029252 |  | 0.0085002 | 0.0053113 | 0.00029252 | -0.0085001 | -0.0053111 | 0.00029252
Line152 | ElmLne | Network Model.IntPrjfolder\Network Data.IntPrjfolder\Main Grid.ElmNet\Line152.ElmLne | 0.029252 |  | 0.0085001 | 0.0053111 | 0.00029252 | -0.0085 | -0.0053111 | 0.00029252
Line34 | ElmLne | Network Model.IntPrjfolder\Network Data.IntPrjfolder\Main Grid.ElmNet\Line34.ElmLne | 3.2939 |  | 0.94578 | 0.61592 | 0.032939 | -0.94575 | -0.61588 | 0.032939
Line37 | ElmLne | Network Model.IntPrjfolder\Network Data.IntPrjfolder\Main Grid.ElmNet\Line37.ElmLne | 3.267 |  | 0.93793 | 0.61097 | 0.03267 | -0.93791 | -0.61093 | 0.03267
Line154 | ElmLne | Network Model.IntPrjfolder\Network Data.IntPrjfolder\Main Grid.ElmNet\Line154.ElmLne | 3.267 |  | 0.93791 | 0.61093 | 0.03267 | -0.9373 | -0.60994 | 0.03267
Line38 | ElmLne | Network Model.IntPrjfolder\Network Data.IntPrjfolder\Main Grid.ElmNet\Line38.ElmLne | 3.2369 |  | 0.92858 | 0.60445 | 0.032369 | -0.92799 | -0.60349 | 0.032369
Line39 | ElmLne | Network Model.IntPrjfolder\Network Data.IntPrjfolder\Main Grid.ElmNet\Line39.ElmLne | 3.1526 |  | 0.90365 | 0.58809 | 0.031526 | -0.90307 | -0.58715 | 0.031526
Line160 | ElmLne | Network Model.IntPrjfolder\Network Data.IntPrjfolder\Main Grid.ElmNet\Line160.ElmLne | 0.55578 |  | 0.15888 | 0.10401 | 0.0055578 | -0.15887 | -0.10401 | 0.0055578
Line156 | ElmLne | Network Model.IntPrjfolder\Network Data.IntPrjfolder\Main Grid.ElmNet\Line156.ElmLne | 2.5969 |  | 0.74419 | 0.48314 | 0.025969 | -0.74377 | -0.48245 | 0.025969
Line40 | ElmLne | Network Model.IntPrjfolder\Network Data.IntPrjfolder\Main Grid.ElmNet\Line40.ElmLne | 2.5801 |  | 0.73893 | 0.47939 | 0.025801 | -0.73881 | -0.4792 | 0.025801
Line41 | ElmLne | Network Model.IntPrjfolder\Network Data.IntPrjfolder\Main Grid.ElmNet\Line41.ElmLne | 2.2159 |  | 0.63488 | 0.41098 | 0.022159 | -0.63475 | -0.41077 | 0.022159
Line42 | ElmLne | Network Model.IntPrjfolder\Network Data.IntPrjfolder\Main Grid.ElmNet\Line42.ElmLne | 0.1717 |  | 0.049546 | 0.031263 | 0.001717 | -0.049543 | -0.031258 | 0.001717
Line164 | ElmLne | Network Model.IntPrjfolder\Network Data.IntPrjfolder\Main Grid.ElmNet\Line164.ElmLne | 0.0047476 |  | 0.00137 | 0.00086416 | 4.7476e-05 | -0.00137 | -0.00086416 | 4.7476e-05
Line166 | ElmLne | Network Model.IntPrjfolder\Network Data.IntPrjfolder\Main Grid.ElmNet\Line166.ElmLne | 0.12043 |  | 0.034727 | 0.02196 | 0.0012043 | -0.034726 | -0.021958 | 0.0012043
Line168 | ElmLne | Network Model.IntPrjfolder\Network Data.IntPrjfolder\Main Grid.ElmNet\Line168.ElmLne | 0.074331 |  | 0.021446 | 0.013532 | 0.00074331 | -0.021446 | -0.013531 | 0.00074331
Line162 | ElmLne | Network Model.IntPrjfolder\Network Data.IntPrjfolder\Main Grid.ElmNet\Line162.ElmLne | 2.0442 |  | 0.5852 | 0.3795 | 0.020442 | -0.58489 | -0.379 | 0.020442
Line170 | ElmLne | Network Model.IntPrjfolder\Network Data.IntPrjfolder\Main Grid.ElmNet\Line170.ElmLne | 1.9885 |  | 0.56882 | 0.3689 | 0.019885 | -0.56878 | -0.36884 | 0.019885
Line43 | ElmLne | Network Model.IntPrjfolder\Network Data.IntPrjfolder\Main Grid.ElmNet\Line43.ElmLne | 1.9885 |  | 0.56878 | 0.36884 | 0.019885 | -0.5681 | -0.36772 | 0.019885
Line44 | ElmLne | Network Model.IntPrjfolder\Network Data.IntPrjfolder\Main Grid.ElmNet\Line44.ElmLne | 1.8336 |  | 0.52379 | 0.33914 | 0.018336 | -0.52328 | -0.33831 | 0.018336
Line45 | ElmLne | Network Model.IntPrjfolder\Network Data.IntPrjfolder\Main Grid.ElmNet\Line45.ElmLne | 1.6982 |  | 0.48455 | 0.31347 | 0.016982 | -0.48448 | -0.31337 | 0.016982
Line172 | ElmLne | Network Model.IntPrjfolder\Network Data.IntPrjfolder\Main Grid.ElmNet\Line172.ElmLne | 0.056432 |  | 0.016234 | 0.010203 | 0.00056432 | -0.016234 | -0.010203 | 0.00056432
Line174 | ElmLne | Network Model.IntPrjfolder\Network Data.IntPrjfolder\Main Grid.ElmNet\Line174.ElmLne | 1.6418 |  | 0.46825 | 0.30316 | 0.016418 | -0.46809 | -0.3029 | 0.016418
Line176 | ElmLne | Network Model.IntPrjfolder\Network Data.IntPrjfolder\Main Grid.ElmNet\Line176.ElmLne | 1.5497 |  | 0.4417 | 0.28617 | 0.015497 | -0.44168 | -0.28615 | 0.015497
Line178 | ElmLne | Network Model.IntPrjfolder\Network Data.IntPrjfolder\Main Grid.ElmNet\Line178.ElmLne | 1.4754 |  | 0.42032 | 0.27267 | 0.014754 | -0.42019 | -0.27244 | 0.014754
Line180 | ElmLne | Network Model.IntPrjfolder\Network Data.IntPrjfolder\Main Grid.ElmNet\Line180.ElmLne | 1.4754 |  | 0.42019 | 0.27244 | 0.014754 | -0.42013 | -0.27235 | 0.014754
Line46 | ElmLne | Network Model.IntPrjfolder\Network Data.IntPrjfolder\Main Grid.ElmNet\Line46.ElmLne | 0.2623 |  | 0.075274 | 0.047511 | 0.002623 | -0.075273 | -0.047508 | 0.002623
Line47 | ElmLne | Network Model.IntPrjfolder\Network Data.IntPrjfolder\Main Grid.ElmNet\Line47.ElmLne | 0.22126 |  | 0.063503 | 0.040066 | 0.0022126 | -0.063502 | -0.040065 | 0.0022126
Line48 | ElmLne | Network Model.IntPrjfolder\Network Data.IntPrjfolder\Main Grid.ElmNet\Line48.ElmLne | 0.014653 |  | 0.0042201 | 0.0026297 | 0.00014653 | -0.00422 | -0.0026297 | 0.00014653
Line182 | ElmLne | Network Model.IntPrjfolder\Network Data.IntPrjfolder\Main Grid.ElmNet\Line182.ElmLne | 0.032945 |  | 0.00946 | 0.0059581 | 0.00032945 | -0.00946 | -0.005958 | 0.00032945
Line49 | ElmLne | Network Model.IntPrjfolder\Network Data.IntPrjfolder\Main Grid.ElmNet\Line49.ElmLne | 0.17366 |  | 0.049822 | 0.031477 | 0.0017366 | -0.049821 | -0.031476 | 0.0017366
Line50 | ElmLne | Network Model.IntPrjfolder\Network Data.IntPrjfolder\Main Grid.ElmNet\Line50.ElmLne | 0.1297 |  | 0.037221 | 0.023492 | 0.001297 | -0.03722 | -0.02349 | 0.001297
Line184 | ElmLne | Network Model.IntPrjfolder\Network Data.IntPrjfolder\Main Grid.ElmNet\Line184.ElmLne | 0.065438 |  | 0.01877 | 0.011864 | 0.00065438 | -0.01877 | -0.011863 | 0.00065438
Line186 | ElmLne | Network Model.IntPrjfolder\Network Data.IntPrjfolder\Main Grid.ElmNet\Line186.ElmLne | 0.017252 |  | 0.00497 | 0.0030935 | 0.00017252 | -0.00497 | -0.0030934 | 0.00017252
Line188 | ElmLne | Network Model.IntPrjfolder\Network Data.IntPrjfolder\Main Grid.ElmNet\Line188.ElmLne | 1.2131 |  | 0.34486 | 0.22484 | 0.012131 | -0.34477 | -0.2247 | 0.012131
Line51 | ElmLne | Network Model.IntPrjfolder\Network Data.IntPrjfolder\Main Grid.ElmNet\Line51.ElmLne | 1.2131 |  | 0.34477 | 0.2247 | 0.012131 | -0.34477 | -0.2247 | 0.012131
Line52 | ElmLne | Network Model.IntPrjfolder\Network Data.IntPrjfolder\Main Grid.ElmNet\Line52.ElmLne | 0.98814 |  | 0.28095 | 0.18286 | 0.0098814 | -0.28094 | -0.18284 | 0.0098814
Line190 | ElmLne | Network Model.IntPrjfolder\Network Data.IntPrjfolder\Main Grid.ElmNet\Line190.ElmLne | 0.98814 |  | 0.28094 | 0.18284 | 0.0098814 | -0.2809 | -0.18278 | 0.0098814
Line53 | ElmLne | Network Model.IntPrjfolder\Network Data.IntPrjfolder\Main Grid.ElmNet\Line53.ElmLne | 0.82352 |  | 0.234 | 0.15249 | 0.0082352 | -0.23399 | -0.15247 | 0.0082352
Line54 | ElmLne | Network Model.IntPrjfolder\Network Data.IntPrjfolder\Main Grid.ElmNet\Line54.ElmLne | 0.16102 |  | 0.045881 | 0.029612 | 0.0016102 | -0.04588 | -0.029611 | 0.0016102
Line193 | ElmLne | Network Model.IntPrjfolder\Network Data.IntPrjfolder\Main Grid.ElmNet\Line193.ElmLne | 3.1096e-08 |  | 1.0545e-08 | 2.1359e-12 | 3.1096e-10 | -1.0545e-08 | -2.1359e-12 | 3.1096e-10
Cable SANGKAPURA | ElmLne | Network Model.IntPrjfolder\Network Data.IntPrjfolder\Main Grid.ElmNet\Cable SANGKAPURA.ElmLne | 4.3281 |  | 1.2613 | 0.81746 | 0.043281 | -1.2612 | -0.81744 | 0.043281
Line82 | ElmLne | Network Model.IntPrjfolder\Network Data.IntPrjfolder\Main Grid.ElmNet\Line82.ElmLne | 4.3281 |  | 1.2612 | 0.81744 | 0.043281 | -1.2589 | -0.81372 | 0.043281
Line197 | ElmLne | Network Model.IntPrjfolder\Network Data.IntPrjfolder\Main Grid.ElmNet\Line197.ElmLne | 4.11 |  | 1.1958 | 0.77229 | 0.0411 | -1.1952 | -0.77145 | 0.0411
Line63 | ElmLne | Network Model.IntPrjfolder\Network Data.IntPrjfolder\Main Grid.ElmNet\Line63.ElmLne | 0.24037 |  | 0.070064 | 0.044871 | 0.0024037 | -0.07006 | -0.044865 | 0.0024037
Line199 | ElmLne | Network Model.IntPrjfolder\Network Data.IntPrjfolder\Main Grid.ElmNet\Line199.ElmLne | 0.076456 |  | -0.02224 | -0.014341 | 0.00076456 | 0.02224 | 0.014342 | 0.00076456
Line65 | ElmLne | Network Model.IntPrjfolder\Network Data.IntPrjfolder\Main Grid.ElmNet\Line65.ElmLne | 3.7931 |  | -1.1027 | -0.71179 | 0.037931 | 1.1029 | 0.71223 | 0.037931
Line201 | ElmLne | Network Model.IntPrjfolder\Network Data.IntPrjfolder\Main Grid.ElmNet\Line201.ElmLne | 3.7931 |  | 1.1027 | 0.71179 | 0.037931 | -1.1026 | -0.71166 | 0.037931
Line203 | ElmLne | Network Model.IntPrjfolder\Network Data.IntPrjfolder\Main Grid.ElmNet\Line203.ElmLne | 0.14427 |  | 0.04217 | 0.026701 | 0.0014427 | -0.042169 | -0.0267 | 0.0014427
Line205 | ElmLne | Network Model.IntPrjfolder\Network Data.IntPrjfolder\Main Grid.ElmNet\Line205.ElmLne | 0.044797 |  | 0.013129 | 0.0082348 | 0.00044797 | -0.013129 | -0.0082347 | 0.00044797
Line66 | ElmLne | Network Model.IntPrjfolder\Network Data.IntPrjfolder\Main Grid.ElmNet\Line66.ElmLne | 3.6489 |  | 1.0604 | 0.68496 | 0.036489 | -1.0602 | -0.68463 | 0.036489
Line207 | ElmLne | Network Model.IntPrjfolder\Network Data.IntPrjfolder\Main Grid.ElmNet\Line207.ElmLne | 3.6489 |  | 1.0602 | 0.68463 | 0.036489 | -1.0597 | -0.68382 | 0.036489
Line67 | ElmLne | Network Model.IntPrjfolder\Network Data.IntPrjfolder\Main Grid.ElmNet\Line67.ElmLne | 3.6391 |  | 1.0568 | 0.68202 | 0.036391 | -1.0566 | -0.68169 | 0.036391
Line209 | ElmLne | Network Model.IntPrjfolder\Network Data.IntPrjfolder\Main Grid.ElmNet\Line209.ElmLne | 0.17666 |  | 0.051635 | 0.032557 | 0.0017666 | -0.051631 | -0.03255 | 0.0017666
Line211 | ElmLne | Network Model.IntPrjfolder\Network Data.IntPrjfolder\Main Grid.ElmNet\Line211.ElmLne | 0.090416 |  | 0.026461 | 0.016603 | 0.00090416 | -0.02646 | -0.016602 | 0.00090416
Line213 | ElmLne | Network Model.IntPrjfolder\Network Data.IntPrjfolder\Main Grid.ElmNet\Line213.ElmLne | 0.052809 |  | 0.01545 | 0.009704 | 0.00052809 | -0.01545 | -0.0097039 | 0.00052809
Line68 | ElmLne | Network Model.IntPrjfolder\Network Data.IntPrjfolder\Main Grid.ElmNet\Line68.ElmLne | 3.4624 |  | 1.005 | 0.64913 | 0.034624 | -1.0047 | -0.64865 | 0.034624
Line69 | ElmLne | Network Model.IntPrjfolder\Network Data.IntPrjfolder\Main Grid.ElmNet\Line69.ElmLne | 3.3796 |  | 0.98052 | 0.63334 | 0.033796 | -0.97976 | -0.6321 | 0.033796
Line72 | ElmLne | Network Model.IntPrjfolder\Network Data.IntPrjfolder\Main Grid.ElmNet\Line72.ElmLne | 0.14058 |  | -0.04079 | -0.026229 | 0.0014058 | 0.040791 | 0.026229 | 0.0014058
Line70 | ElmLne | Network Model.IntPrjfolder\Network Data.IntPrjfolder\Main Grid.ElmNet\Line70.ElmLne | 0.42989 |  | 0.12457 | 0.08049 | 0.0042989 | -0.12456 | -0.080477 | 0.0042989
Line71 | ElmLne | Network Model.IntPrjfolder\Network Data.IntPrjfolder\Main Grid.ElmNet\Line71.ElmLne | 0.2277 |  | -0.066171 | -0.042323 | 0.002277 | 0.066173 | 0.042325 | 0.002277
Line215 | ElmLne | Network Model.IntPrjfolder\Network Data.IntPrjfolder\Main Grid.ElmNet\Line215.ElmLne | 0.24114 |  | 0.069776 | 0.045306 | 0.0024114 | -0.06977 | -0.045297 | 0.0024114
Line217 | ElmLne | Network Model.IntPrjfolder\Network Data.IntPrjfolder\Main Grid.ElmNet\Line217.ElmLne | 0.19668 |  | 0.05682 | 0.037077 | 0.0019668 | -0.05682 | -0.037077 | 0.0019668
Line73 | ElmLne | Network Model.IntPrjfolder\Network Data.IntPrjfolder\Main Grid.ElmNet\Line73.ElmLne | 2.7086 |  | -0.78267 | -0.50577 | 0.027086 | 0.78541 | 0.5063 | 0.027086
Line219 | ElmLne | Network Model.IntPrjfolder\Network Data.IntPrjfolder\Main Grid.ElmNet\Line219.ElmLne | 2.7086 |  | 0.78267 | 0.50577 | 0.027086 | -0.77808 | -0.50488 | 0.027086
Line74 | ElmLne | Network Model.IntPrjfolder\Network Data.IntPrjfolder\Main Grid.ElmNet\Line74.ElmLne | 0.053072 |  | 0.01533 | 0.0097609 | 0.00053072 | -0.01533 | -0.0097604 | 0.00053072
Line75 | ElmLne | Network Model.IntPrjfolder\Network Data.IntPrjfolder\Main Grid.ElmNet\Line75.ElmLne | 2.3028 |  | 0.66172 | 0.42891 | 0.023028 | -0.66149 | -0.42854 | 0.023028
Line76 | ElmLne | Network Model.IntPrjfolder\Network Data.IntPrjfolder\Main Grid.ElmNet\Line76.ElmLne | 2.2161 |  | 0.63643 | 0.41264 | 0.022161 | -0.6363 | -0.41243 | 0.022161
Line221 | ElmLne | Network Model.IntPrjfolder\Network Data.IntPrjfolder\Main Grid.ElmNet\Line221.ElmLne | 0.1431 |  | 0.04119 | 0.026475 | 0.001431 | -0.04119 | -0.026474 | 0.001431
Line77 | ElmLne | Network Model.IntPrjfolder\Network Data.IntPrjfolder\Main Grid.ElmNet\Line77.ElmLne | 2.073 |  | 0.59511 | 0.38595 | 0.02073 | -0.59507 | -0.38589 | 0.02073
Line223 | ElmLne | Network Model.IntPrjfolder\Network Data.IntPrjfolder\Main Grid.ElmNet\Line223.ElmLne | 2.073 |  | 0.59507 | 0.38589 | 0.02073 | -0.59454 | -0.38504 | 0.02073
Line78 | ElmLne | Network Model.IntPrjfolder\Network Data.IntPrjfolder\Main Grid.ElmNet\Line78.ElmLne | 1.9744 |  | -0.56563 | -0.36617 | 0.019744 | 0.56612 | 0.36698 | 0.019744
Line225 | ElmLne | Network Model.IntPrjfolder\Network Data.IntPrjfolder\Main Grid.ElmNet\Line225.ElmLne | 1.8505 |  | 0.52999 | 0.34338 | 0.018505 | -0.52997 | -0.34334 | 0.018505
Line79 | ElmLne | Network Model.IntPrjfolder\Network Data.IntPrjfolder\Main Grid.ElmNet\Line79.ElmLne | 1.8505 |  | 0.52997 | 0.34334 | 0.018505 | -0.52935 | -0.34234 | 0.018505
Line227 | ElmLne | Network Model.IntPrjfolder\Network Data.IntPrjfolder\Main Grid.ElmNet\Line227.ElmLne | 0.15172 |  | 0.043611 | 0.027741 | 0.0015172 | -0.04361 | -0.02774 | 0.0015172
Line55 | ElmLne | Network Model.IntPrjfolder\Network Data.IntPrjfolder\Main Grid.ElmNet\Line55.ElmLne | 0.047054 |  | 0.01353 | 0.0085945 | 0.00047054 | -0.01353 | -0.0085941 | 0.00047054
Line57 | ElmLne | Network Model.IntPrjfolder\Network Data.IntPrjfolder\Main Grid.ElmNet\Line57.ElmLne | 1.5329 |  | 0.43829 | 0.28392 | 0.015329 | -0.43819 | -0.28376 | 0.015329
Line58 | ElmLne | Network Model.IntPrjfolder\Network Data.IntPrjfolder\Main Grid.ElmNet\Line58.ElmLne | 1.3501 |  | 0.38597 | 0.24989 | 0.013501 | -0.38586 | -0.24971 | 0.013501
Line59 | ElmLne | Network Model.IntPrjfolder\Network Data.IntPrjfolder\Main Grid.ElmNet\Line59.ElmLne | 1.3008 |  | 0.37164 | 0.24079 | 0.013008 | -0.37148 | -0.24053 | 0.013008
Line60 | ElmLne | Network Model.IntPrjfolder\Network Data.IntPrjfolder\Main Grid.ElmNet\Line60.ElmLne | 1.2692 |  | 0.36237 | 0.23479 | 0.012692 | -0.36228 | -0.23465 | 0.012692
Line61 | ElmLne | Network Model.IntPrjfolder\Network Data.IntPrjfolder\Main Grid.ElmNet\Line61.ElmLne | 1.0462 |  | 0.29885 | 0.19309 | 0.010462 | -0.29881 | -0.19302 | 0.010462
Line229 | ElmLne | Network Model.IntPrjfolder\Network Data.IntPrjfolder\Main Grid.ElmNet\Line229.ElmLne | 1.0462 |  | 0.29881 | 0.19302 | 0.010462 | -0.2988 | -0.19301 | 0.010462
Line62 | ElmLne | Network Model.IntPrjfolder\Network Data.IntPrjfolder\Main Grid.ElmNet\Line62.ElmLne | 0.82454 |  | 0.23576 | 0.15172 | 0.0082454 | -0.23571 | -0.15163 | 0.0082454
Line245 | ElmLne | Network Model.IntPrjfolder\Network Data.IntPrjfolder\Main Grid.ElmNet\Line245.ElmLne | 0.40565 |  | 0.11575 | 0.074928 | 0.0040565 | -0.11573 | -0.074903 | 0.0040565
Line251 | ElmLne | Network Model.IntPrjfolder\Network Data.IntPrjfolder\Main Grid.ElmNet\Line251.ElmLne | 0.26524 |  | 0.075571 | 0.049133 | 0.0026524 | -0.07557 | -0.049132 | 0.0026524
Line247 | ElmLne | Network Model.IntPrjfolder\Network Data.IntPrjfolder\Main Grid.ElmNet\Line247.ElmLne | 0.26524 |  | 0.07557 | 0.049132 | 0.0026524 | -0.07557 | -0.049131 | 0.0026524
Line249 | ElmLne | Network Model.IntPrjfolder\Network Data.IntPrjfolder\Main Grid.ElmNet\Line249.ElmLne | 0.22006 |  | 0.062562 | 0.040971 | 0.0022006 | -0.06256 | -0.040967 | 0.0022006
Line231 | ElmLne | Network Model.IntPrjfolder\Network Data.IntPrjfolder\Main Grid.ElmNet\Line231.ElmLne | 0.33718 |  | 0.096487 | 0.061854 | 0.0033718 | -0.096486 | -0.061851 | 0.0033718
Line233 | ElmLne | Network Model.IntPrjfolder\Network Data.IntPrjfolder\Main Grid.ElmNet\Line233.ElmLne | 0.33718 |  | 0.096486 | 0.061851 | 0.0033718 | -0.096485 | -0.061849 | 0.0033718
Line237 | ElmLne | Network Model.IntPrjfolder\Network Data.IntPrjfolder\Main Grid.ElmNet\Line237.ElmLne | 0.21072 |  | -0.060284 | -0.038671 | 0.0021072 | 0.060285 | 0.038672 | 0.0021072
Line235 | ElmLne | Network Model.IntPrjfolder\Network Data.IntPrjfolder\Main Grid.ElmNet\Line235.ElmLne | 0.16365 |  | 0.04673 | 0.03017 | 0.0016365 | -0.04673 | -0.03017 | 0.0016365
Line239 | ElmLne | Network Model.IntPrjfolder\Network Data.IntPrjfolder\Main Grid.ElmNet\Line239.ElmLne | 0.047073 |  | 0.013554 | 0.0085016 | 0.00047073 | -0.013554 | -0.0085015 | 0.00047073
ND0015 | ElmLod | Network Model.IntPrjfolder\Network Data.IntPrjfolder\Main Grid.ElmNet\ND0015.ElmLod |  |  | 0.02827 | 0.0175 | 0.048584
ND0014 | ElmLod | Network Model.IntPrjfolder\Network Data.IntPrjfolder\Main Grid.ElmNet\ND0014.ElmLod |  |  | 0.04374 | 0.02711 | 0.074941
ND0016 | ElmLod | Network Model.IntPrjfolder\Network Data.IntPrjfolder\Main Grid.ElmNet\ND0016.ElmLod |  |  | 0.06705 | 0.04158 | 0.11564
ND0083 | ElmLod | Network Model.IntPrjfolder\Network Data.IntPrjfolder\Main Grid.ElmNet\ND0083.ElmLod |  |  | 0.06435 | 0.03989 | 0.11092
ND0017 | ElmLod | Network Model.IntPrjfolder\Network Data.IntPrjfolder\Main Grid.ElmNet\ND0017.ElmLod |  |  | 0.05277 | 0.03268 | 0.090737
ND0018 | ElmLod | Network Model.IntPrjfolder\Network Data.IntPrjfolder\Main Grid.ElmNet\ND0018.ElmLod |  |  | 0.05461 | 0.03385 | 0.094023
ND0019 | ElmLod | Network Model.IntPrjfolder\Network Data.IntPrjfolder\Main Grid.ElmNet\ND0019.ElmLod |  |  | 0.16431 | 0.10185 | 0.28382
ND0028 | ElmLod | Network Model.IntPrjfolder\Network Data.IntPrjfolder\Main Grid.ElmNet\ND0028.ElmLod |  |  | 0.10033 | 0.06218 | 0.17321
ND0079 | ElmLod | Network Model.IntPrjfolder\Network Data.IntPrjfolder\Main Grid.ElmNet\ND0079.ElmLod |  |  | 0.16496 | 0.10224 | 0.28508
ND0029 | ElmLod | Network Model.IntPrjfolder\Network Data.IntPrjfolder\Main Grid.ElmNet\ND0029.ElmLod |  |  | 0.05563 | 0.03447 | 0.095861
ND0030 | ElmLod | Network Model.IntPrjfolder\Network Data.IntPrjfolder\Main Grid.ElmNet\ND0030.ElmLod |  |  | 0.065595 | 0.040655 | 0.11335
ND0020 | ElmLod | Network Model.IntPrjfolder\Network Data.IntPrjfolder\Main Grid.ElmNet\ND0020.ElmLod |  |  | 0.16422 | 0.10176 | 0.2837
ND0021 | ElmLod | Network Model.IntPrjfolder\Network Data.IntPrjfolder\Main Grid.ElmNet\ND0021.ElmLod |  |  | 0.04846 | 0.03003 | 0.083345
ND0022 | ElmLod | Network Model.IntPrjfolder\Network Data.IntPrjfolder\Main Grid.ElmNet\ND0022.ElmLod |  |  | 0.06339 | 0.03928 | 0.10949
ND0023 | ElmLod | Network Model.IntPrjfolder\Network Data.IntPrjfolder\Main Grid.ElmNet\ND0023.ElmLod |  |  | 0.0514 | 0.03185 | 0.088522
ND0091 | ElmLod | Network Model.IntPrjfolder\Network Data.IntPrjfolder\Main Grid.ElmNet\ND0091.ElmLod |  |  | 0.06639 | 0.04117 | 0.11485
ND0024 | ElmLod | Network Model.IntPrjfolder\Network Data.IntPrjfolder\Main Grid.ElmNet\ND0024.ElmLod |  |  | 0.00992 | 0.00617 | 0.01705
ND0025 | ElmLod | Network Model.IntPrjfolder\Network Data.IntPrjfolder\Main Grid.ElmNet\ND0025.ElmLod |  |  | 0.02388 | 0.0148 | 0.04109
ND0027 | ElmLod | Network Model.IntPrjfolder\Network Data.IntPrjfolder\Main Grid.ElmNet\ND0027.ElmLod |  |  | 0.02235 | 0.01385 | 0.038426
ND0026 | ElmLod | Network Model.IntPrjfolder\Network Data.IntPrjfolder\Main Grid.ElmNet\ND0026.ElmLod |  |  | 0.0198 | 0.01227 | 0.033997
ND0031 | ElmLod | Network Model.IntPrjfolder\Network Data.IntPrjfolder\Main Grid.ElmNet\ND0031.ElmLod |  |  | 0.02804 | 0.01737 | 0.047846
ND0075 | ElmLod | Network Model.IntPrjfolder\Network Data.IntPrjfolder\Main Grid.ElmNet\ND0075.ElmLod |  |  | 0.02275 | 0.0141 | 0.038783
ND0032 | ElmLod | Network Model.IntPrjfolder\Network Data.IntPrjfolder\Main Grid.ElmNet\ND0032.ElmLod |  |  | 0.00459 | 0.00285 | 0.0078181
ND0076 | ElmLod | Network Model.IntPrjfolder\Network Data.IntPrjfolder\Main Grid.ElmNet\ND0076.ElmLod |  |  | 0.01023 | 0.00634 | 0.017522
ND0033 | ElmLod | Network Model.IntPrjfolder\Network Data.IntPrjfolder\Main Grid.ElmNet\ND0033.ElmLod |  |  | 0.12789 | 0.07926 | 0.21613
ND0034 | ElmLod | Network Model.IntPrjfolder\Network Data.IntPrjfolder\Main Grid.ElmNet\ND0034.ElmLod |  |  | 0.029946 | 0.018558 | 0.051431
ND0035 | ElmLod | Network Model.IntPrjfolder\Network Data.IntPrjfolder\Main Grid.ElmNet\ND0035.ElmLod |  |  | 0.00907 | 0.00562 | 0.01553
ND0036 | ElmLod | Network Model.IntPrjfolder\Network Data.IntPrjfolder\Main Grid.ElmNet\ND0036.ElmLod |  |  | 0.04123 | 0.02556 | 0.069654
ND0037 | ElmLod | Network Model.IntPrjfolder\Network Data.IntPrjfolder\Main Grid.ElmNet\ND0037.ElmLod |  |  | 0.01173 | 0.00727 | 0.02017
ND0038 | ElmLod | Network Model.IntPrjfolder\Network Data.IntPrjfolder\Main Grid.ElmNet\ND0038.ElmLod |  |  | 0.01426 | 0.00884 | 0.024068
ND0041 | ElmLod | Network Model.IntPrjfolder\Network Data.IntPrjfolder\Main Grid.ElmNet\ND0041.ElmLod |  |  | 0.00513 | 0.00318 | 0.0086438
ND0087 | ElmLod | Network Model.IntPrjfolder\Network Data.IntPrjfolder\Main Grid.ElmNet\ND0087.ElmLod |  |  | 0.01563 | 0.00969 | 0.026376
ND0042 | ElmLod | Network Model.IntPrjfolder\Network Data.IntPrjfolder\Main Grid.ElmNet\ND0042.ElmLod |  |  | 0.04351 | 0.02697 | 0.073938
ND0092 | ElmLod | Network Model.IntPrjfolder\Network Data.IntPrjfolder\Main Grid.ElmNet\ND0092.ElmLod |  |  | 0.00694 | 0.00431 | 0.011932
ND0095 | ElmLod | Network Model.IntPrjfolder\Network Data.IntPrjfolder\Main Grid.ElmNet\ND0095.ElmLod |  |  | 0.01115 | 0.00691 | 0.01918
ND0093 | ElmLod | Network Model.IntPrjfolder\Network Data.IntPrjfolder\Main Grid.ElmNet\ND0093.ElmLod |  |  | 0.00925 | 0.00573 | 0.015902
ND0094 | ElmLod | Network Model.IntPrjfolder\Network Data.IntPrjfolder\Main Grid.ElmNet\ND0094.ElmLod |  |  | 0.01103 | 0.00683 | 0.018969
ND0039 | ElmLod | Network Model.IntPrjfolder\Network Data.IntPrjfolder\Main Grid.ElmNet\ND0039.ElmLod |  |  | 0.05714 | 0.03541 | 0.096442
ND0040 | ElmLod | Network Model.IntPrjfolder\Network Data.IntPrjfolder\Main Grid.ElmNet\ND0040.ElmLod |  |  | 0.03276 | 0.0203 | 0.055565
ND0096 | ElmLod | Network Model.IntPrjfolder\Network Data.IntPrjfolder\Main Grid.ElmNet\ND0096.ElmLod |  |  | 0.0085 | 0.00527 | 0.014626
ND0043 | ElmLod | Network Model.IntPrjfolder\Network Data.IntPrjfolder\Main Grid.ElmNet\ND0043.ElmLod |  |  | 0.00782 | 0.00484 | 0.013203
ND0044 | ElmLod | Network Model.IntPrjfolder\Network Data.IntPrjfolder\Main Grid.ElmNet\ND0044.ElmLod |  |  | 0.00872 | 0.00541 | 0.014753
ND0045 | ElmLod | Network Model.IntPrjfolder\Network Data.IntPrjfolder\Main Grid.ElmNet\ND0045.ElmLod |  |  | 0.02435 | 0.015077 | 0.041283
ND00104 | ElmLod | Network Model.IntPrjfolder\Network Data.IntPrjfolder\Main Grid.ElmNet\ND00104.ElmLod |  |  | 0.15887 | 0.09843 | 0.26956
ND0046 | ElmLod | Network Model.IntPrjfolder\Network Data.IntPrjfolder\Main Grid.ElmNet\ND0046.ElmLod |  |  | 0.00484 | 0.003 | 0.0082126
ND0047 | ElmLod | Network Model.IntPrjfolder\Network Data.IntPrjfolder\Main Grid.ElmNet\ND0047.ElmLod |  |  | 0.10393 | 0.06448 | 0.17666
ND0077 | ElmLod | Network Model.IntPrjfolder\Network Data.IntPrjfolder\Main Grid.ElmNet\ND0077.ElmLod |  |  | 0.013446 | 0.0083341 | 0.022796
ND0082 | ElmLod | Network Model.IntPrjfolder\Network Data.IntPrjfolder\Main Grid.ElmNet\ND0082.ElmLod |  |  | 0.00137 | 0.00086 | 0.0023263
ND0048 | ElmLod | Network Model.IntPrjfolder\Network Data.IntPrjfolder\Main Grid.ElmNet\ND0048.ElmLod |  |  | 0.01328 | 0.00823 | 0.022589
ND0097 | ElmLod | Network Model.IntPrjfolder\Network Data.IntPrjfolder\Main Grid.ElmNet\ND0097.ElmLod |  |  | 0.021446 | 0.013277 | 0.036422
ND0049 | ElmLod | Network Model.IntPrjfolder\Network Data.IntPrjfolder\Main Grid.ElmNet\ND0049.ElmLod |  |  | 0.01607 | 0.00995 | 0.027273
ND0050 | ElmLod | Network Model.IntPrjfolder\Network Data.IntPrjfolder\Main Grid.ElmNet\ND0050.ElmLod |  |  | 0.04431 | 0.02748 | 0.075924
ND0051 | ElmLod | Network Model.IntPrjfolder\Network Data.IntPrjfolder\Main Grid.ElmNet\ND0051.ElmLod |  |  | 0.03873 | 0.02401 | 0.065664
ND0081 | ElmLod | Network Model.IntPrjfolder\Network Data.IntPrjfolder\Main Grid.ElmNet\ND0081.ElmLod |  |  | 0.016234 | 0.010059 | 0.02737
ND0086 | ElmLod | Network Model.IntPrjfolder\Network Data.IntPrjfolder\Main Grid.ElmNet\ND0086.ElmLod |  |  | 0.026394 | 0.016352 | 0.044632
ND0052 | ElmLod | Network Model.IntPrjfolder\Network Data.IntPrjfolder\Main Grid.ElmNet\ND0052.ElmLod |  |  | 0.02136 | 0.01323 | 0.036073
ND0053 | ElmLod | Network Model.IntPrjfolder\Network Data.IntPrjfolder\Main Grid.ElmNet\ND0053.ElmLod |  |  | 0.01177 | 0.00729 | 0.019902
ND0099 | ElmLod | Network Model.IntPrjfolder\Network Data.IntPrjfolder\Main Grid.ElmNet\ND0099.ElmLod |  |  | 0.00422 | 0.00262 | 0.0071065
ND0054 | ElmLod | Network Model.IntPrjfolder\Network Data.IntPrjfolder\Main Grid.ElmNet\ND0054.ElmLod |  |  | 0.00946 | 0.00586 | 0.015978
ND0055 | ElmLod | Network Model.IntPrjfolder\Network Data.IntPrjfolder\Main Grid.ElmNet\ND0055.ElmLod |  |  | 0.0126 | 0.00781 | 0.02132
ND0057 | ElmLod | Network Model.IntPrjfolder\Network Data.IntPrjfolder\Main Grid.ElmNet\ND0057.ElmLod |  |  | 0.01845 | 0.01144 | 0.031169
ND0056 | ElmLod | Network Model.IntPrjfolder\Network Data.IntPrjfolder\Main Grid.ElmNet\ND0056.ElmLod |  |  | 0.0138 | 0.00856 | 0.02337
ND0098 | ElmLod | Network Model.IntPrjfolder\Network Data.IntPrjfolder\Main Grid.ElmNet\ND0098.ElmLod |  |  | 0.00497 | 0.00308 | 0.0083674
ND0058 | ElmLod | Network Model.IntPrjfolder\Network Data.IntPrjfolder\Main Grid.ElmNet\ND0058.ElmLod |  |  | 0.06382 | 0.03955 | 0.1091
ND0059 | ElmLod | Network Model.IntPrjfolder\Network Data.IntPrjfolder\Main Grid.ElmNet\ND0059.ElmLod |  |  | 0.0469 | 0.02907 | 0.079844
ND0060 | ElmLod | Network Model.IntPrjfolder\Network Data.IntPrjfolder\Main Grid.ElmNet\ND0060.ElmLod |  |  | 0.18811 | 0.11657 | 0.32131
ND0061 | ElmLod | Network Model.IntPrjfolder\Network Data.IntPrjfolder\Main Grid.ElmNet\ND0061.ElmLod |  |  | 0.04588 | 0.02844 | 0.078094
ND0001 | ElmLod | Network Model.IntPrjfolder\Network Data.IntPrjfolder\Main Grid.ElmNet\ND0001.ElmLod |  |  | 0.063172 | 0.039148 | 0.10906
ND0002 | ElmLod | Network Model.IntPrjfolder\Network Data.IntPrjfolder\Main Grid.ElmNet\ND0002.ElmLod |  |  | 0.02735 | 0.01695 | 0.046807
ND0074 | ElmLod | Network Model.IntPrjfolder\Network Data.IntPrjfolder\Main Grid.ElmNet\ND0074.ElmLod |  |  | 0.04271 | 0.02646 | 0.073381
ND0003 | ElmLod | Network Model.IntPrjfolder\Network Data.IntPrjfolder\Main Grid.ElmNet\ND0003.ElmLod |  |  | 0.02224 | 0.01378 | 0.038228
ND0004 | ElmLod | Network Model.IntPrjfolder\Network Data.IntPrjfolder\Main Grid.ElmNet\ND0004.ElmLod |  |  | 0.02904 | 0.01799 | 0.049736
ND0103 | ElmLod | Network Model.IntPrjfolder\Network Data.IntPrjfolder\Main Grid.ElmNet\ND0103.ElmLod |  |  | 0.013129 | 0.0081384 | 0.022399
ND0005 | ElmLod | Network Model.IntPrjfolder\Network Data.IntPrjfolder\Main Grid.ElmNet\ND0005.ElmLod |  |  | 0.00287 | 0.00178 | 0.0048996
ND0090 | ElmLod | Network Model.IntPrjfolder\Network Data.IntPrjfolder\Main Grid.ElmNet\ND0090.ElmLod |  |  | 0.01545 | 0.00957 | 0.026405
ND0089 | ElmLod | Network Model.IntPrjfolder\Network Data.IntPrjfolder\Main Grid.ElmNet\ND0089.ElmLod |  |  | 0.01101 | 0.00683 | 0.018803
ND0088 | ElmLod | Network Model.IntPrjfolder\Network Data.IntPrjfolder\Main Grid.ElmNet\ND0088.ElmLod |  |  | 0.02517 | 0.01559 | 0.043122
ND0006 | ElmLod | Network Model.IntPrjfolder\Network Data.IntPrjfolder\Main Grid.ElmNet\ND0006.ElmLod |  |  | 0.02417 | 0.01498 | 0.041418
ND0007 | ElmLod | Network Model.IntPrjfolder\Network Data.IntPrjfolder\Main Grid.ElmNet\ND0007.ElmLod |  |  | 0.05839 | 0.03619 | 0.10109
ND0085 | ElmLod | Network Model.IntPrjfolder\Network Data.IntPrjfolder\Main Grid.ElmNet\ND0085.ElmLod |  |  | 0.02538 | 0.01573 | 0.043559
ND0008 | ElmLod | Network Model.IntPrjfolder\Network Data.IntPrjfolder\Main Grid.ElmNet\ND0008.ElmLod |  |  | 0.04079 | 0.02528 | 0.070292
ND0010 | ElmLod | Network Model.IntPrjfolder\Network Data.IntPrjfolder\Main Grid.ElmNet\ND0010.ElmLod |  |  | 0.05682 | 0.03522 | 0.098339
ND0009 | ElmLod | Network Model.IntPrjfolder\Network Data.IntPrjfolder\Main Grid.ElmNet\ND0009.ElmLod |  |  | 0.01295 | 0.00803 | 0.022232
ND0011 | ElmLod | Network Model.IntPrjfolder\Network Data.IntPrjfolder\Main Grid.ElmNet\ND0011.ElmLod |  |  | 0.10102 | 0.062622 | 0.17283
ND0012 | ElmLod | Network Model.IntPrjfolder\Network Data.IntPrjfolder\Main Grid.ElmNet\ND0012.ElmLod |  |  | 0.01533 | 0.00949 | 0.026536
ND0013 | ElmLod | Network Model.IntPrjfolder\Network Data.IntPrjfolder\Main Grid.ElmNet\ND0013.ElmLod |  |  | 0.02506 | 0.015536 | 0.043352
ND0102 | ElmLod | Network Model.IntPrjfolder\Network Data.IntPrjfolder\Main Grid.ElmNet\ND0102.ElmLod |  |  | 0.04119 | 0.02553 | 0.07012
ND0070 | ElmLod | Network Model.IntPrjfolder\Network Data.IntPrjfolder\Main Grid.ElmNet\ND0070.ElmLod |  |  | 0.02842 | 0.01761 | 0.048286
ND0071 | ElmLod | Network Model.IntPrjfolder\Network Data.IntPrjfolder\Main Grid.ElmNet\ND0071.ElmLod |  |  | 0.03564 | 0.02209 | 0.060748
ND0072 | ElmLod | Network Model.IntPrjfolder\Network Data.IntPrjfolder\Main Grid.ElmNet\ND0072.ElmLod |  |  | 0.04745 | 0.02941 | 0.081272
ND0068 | ElmLod | Network Model.IntPrjfolder\Network Data.IntPrjfolder\Main Grid.ElmNet\ND0068.ElmLod |  |  | 0.03008 | 0.01864 | 0.051287
ND0069 | ElmLod | Network Model.IntPrjfolder\Network Data.IntPrjfolder\Main Grid.ElmNet\ND0069.ElmLod |  |  | 0.01353 | 0.00839 | 0.023056
ND0067 | ElmLod | Network Model.IntPrjfolder\Network Data.IntPrjfolder\Main Grid.ElmNet\ND0067.ElmLod |  |  | 0.05222 | 0.03236 | 0.088641
ND0084 | ElmLod | Network Model.IntPrjfolder\Network Data.IntPrjfolder\Main Grid.ElmNet\ND0084.ElmLod |  |  | 0.01422 | 0.00881 | 0.024164
ND0066 | ElmLod | Network Model.IntPrjfolder\Network Data.IntPrjfolder\Main Grid.ElmNet\ND0066.ElmLod |  |  | 0.00911 | 0.00565 | 0.01551
ND0065 | ElmLod | Network Model.IntPrjfolder\Network Data.IntPrjfolder\Main Grid.ElmNet\ND0065.ElmLod |  |  | 0.063436 | 0.03932 | 0.10815
ND0064 | ElmLod | Network Model.IntPrjfolder\Network Data.IntPrjfolder\Main Grid.ElmNet\ND0064.ElmLod |  |  | 0.063045 | 0.039072 | 0.1075
ND0063 | ElmLod | Network Model.IntPrjfolder\Network Data.IntPrjfolder\Main Grid.ElmNet\ND0063.ElmLod |  |  | 0.023471 | 0.014544 | 0.04004
ND0100 | ElmLod | Network Model.IntPrjfolder\Network Data.IntPrjfolder\Main Grid.ElmNet\ND0100.ElmLod |  |  | 0.04016 | 0.02488 | 0.068099
ND0078 | ElmLod | Network Model.IntPrjfolder\Network Data.IntPrjfolder\Main Grid.ElmNet\ND0078.ElmLod |  |  | 0.06256 | 0.03878 | 0.10673
ND0080 | ElmLod | Network Model.IntPrjfolder\Network Data.IntPrjfolder\Main Grid.ElmNet\ND0080.ElmLod |  |  | 0.013008 | 0.0080678 | 0.021915
ND0062 | ElmLod | Network Model.IntPrjfolder\Network Data.IntPrjfolder\Main Grid.ElmNet\ND0062.ElmLod |  |  | 0.0362 | 0.02244 | 0.061967
ND0073 | ElmLod | Network Model.IntPrjfolder\Network Data.IntPrjfolder\Main Grid.ElmNet\ND0073.ElmLod |  |  | 0.04673 | 0.02896 | 0.07937
ND0101 | ElmLod | Network Model.IntPrjfolder\Network Data.IntPrjfolder\Main Grid.ElmNet\ND0101.ElmLod |  |  | 0.013554 | 0.0084015 | 0.02283
CUMMIN 12 | ElmSym | Network Model.IntPrjfolder\Network Data.IntPrjfolder\Main Grid.ElmNet\CUMMIN 12.ElmSym | 61.4602 |  | 0.421 | 0.28038 | 0.73008
CUMMIN 13 | ElmSym | Network Model.IntPrjfolder\Network Data.IntPrjfolder\Main Grid.ElmNet\CUMMIN 13.ElmSym | 61.6662 |  | 0.423 | 0.28043 | 0.73253
CUMMIN 9 | ElmSym | Network Model.IntPrjfolder\Network Data.IntPrjfolder\Main Grid.ElmNet\CUMMIN 9.ElmSym | 54.358 |  | 0.35 | 0.27863 | 0.64572
CUMMIN 10 | ElmSym | Network Model.IntPrjfolder\Network Data.IntPrjfolder\Main Grid.ElmNet\CUMMIN 10.ElmSym | 56.3131 |  | 0.37 | 0.27909 | 0.66894
PLTMG 3 | ElmSym | Network Model.IntPrjfolder\Network Data.IntPrjfolder\Main Grid.ElmNet\PLTMG 3.ElmSym | 77.5477 |  | 0.8 | 0.55965 | 1.4092
PLTMG 2 | ElmSym | Network Model.IntPrjfolder\Network Data.IntPrjfolder\Main Grid.ElmNet\PLTMG 2.ElmSym | 77.5477 |  | 0.8 | 0.55965 | 1.4092
PLTMG 1 | ElmSym | Network Model.IntPrjfolder\Network Data.IntPrjfolder\Main Grid.ElmNet\PLTMG 1.ElmSym | 83.5628 |  | 0.88934 | 0.56205 | 1.5185

## ElmNet
loc_name | _path | fold_id | frnom | appr_modif | appr_status | cDisplayName | cpHeadFold | dat_src | dpl1 | dpl10 | dpl2 | dpl3 | dpl4 | dpl5 | dpl6 | dpl7 | dpl8 | dpl9 | fictborder | gnrl_modif | icolor | iInterChg | InterPset | iSchemeStatus | isConsSpinReserve | isummary | oid_ | pDiagram | pid_ | spinReserve | tid_
Name [ ] | Object path (key) | In Folder [ ] | Nominal Frequency [Hz] | Approval Information: Modified [ ] | Approval Information: Status [ ] | Display Name [ ] | Head Folder [ ] | Data source [ ] | dpl1 [ ] | dpl10 [ ] | dpl2 [ ] | dpl3 [ ] | dpl4 [ ] | dpl5 [ ] | dpl6 [ ] | dpl7 [ ] | dpl8 [ ] | dpl9 [ ] | Fictitious border grid [ ] | Object modified [ ] | Colour [ ] | Consider Interchange Schedule [ ] | Consider Interchange Schedule: Scheduled Active Power Interchange [MW] | Scheme Status [ ] | Min. spinning reserve constraint [ ] | flag for summary grid [ ] | ObjectID [ ] | Diagram [IntGrfnet] | ProjectID [ ] | Min. spinning reserve constraint: Spinning reserve [MW] | TimeID [ ]
Summary Grid | Study Cases.IntPrjfolder\BPS 2022.IntCase\Summary Grid.ElmNet | Study Cases.IntPrjfolder\BPS 2022.IntCase | 50 | 1746599710 | 0 | Summary Grid | Study Cases.IntPrjfolder\BPS 2022.IntCase | MAN | 0 | 0 | 0 | 0 | 0 | 0 | 0 | 0 | 0 | 0 | 0 | 1746599710 | 1 | 0 | 0 | 0 | 0 | 1 | 4908697 |  | 4905050 | 0 | 4294967294
Main Grid | Network Model.IntPrjfolder\Network Data.IntPrjfolder\Main Grid.ElmNet | Network Model.IntPrjfolder\Network Data.IntPrjfolder | 50 | 1745029720 | 0 | Main Grid | Network Model.IntPrjfolder\Network Data.IntPrjfolder | MAN | 0 | 0 | 0 | 0 | 0 | 0 | 0 | 0 | 0 | 0 | 0 | 1745029720 | 1 | 0 | 0 | 0 | 0 | 0 | 4905106 | Network Model.IntPrjfolder\Diagrams.IntPrjfolder\Main Grid.IntGrfnet | 4905050 | 0 | 4294967294

## ElmTerm
loc_name | _path | outserv | fold_id | uknom | iUsage | systype | phtech | unknom | vtarget | vmax | vmin | iEarth | cpArea | GPSlat | GPSlon | AccessTime | appr_modif | appr_status | arcLength | BoxDepth | BoxHeight | BoxWidth | cAccessTime | carcLength | cBoxDepth | cBoxed | cBoxHeight | cBoxWidth | CCEarFr | CCEarProb | CCEarRepMu | cCondGap | cConsis | cDcBoxType | cDisplayName | cElectrodes | ciBusbarCon | ciDist | ciDistAll | ciDistAllRoot | ciDistRoot | ciEarthed | ciEnergized | ciLater | cIntInStat | ciOutaged | cLocAccTime | cnFactor | commissionDate | CondGap | constr | cpGrid | cpHeadFold | cPosLne | cStatName | cUserDefIndex | cWorkDist | cXfactor | dat_src | DcBoxType | dpl1 | dpl2 | dpl3 | dpl4 | dpl5 | dvmax | dvmin | Electrodes | FOD | FOE | FOR1 | gnrl_modif | i_t | Iac_t | iAccessLoc | iBayEnd | iBoxed | iComDate | idc_t | ik_t | ikl_t | iminus | Inom | Inom_a | iOPFCvmax | iOPFCvmin | iperfect | iPriority | iSchemeStatus | iSection | isshc | isSoftConstr | iSubstatDef | iTopoPrio | ivpriority | LocAccTime | nFactor | nneutral | NodeName | NomIn | NomOut | nphase | oid_ | pArea | pid_ | tid_ | tinter | tstart | u_minph | vstep_bus | vstep_change | vstep_n1 | vstep_n2 | Vtarget | WorkDist | Xfactor
Name [ ] | Object path (key) | Out of Service [ ] | In Folder [ ] | Nominal Voltage: Line-Line [kV] | Usage:Busbar:Junction Node:Internal Node [ ] | System Type:AC:DC:AC/BI [ ] | Phase Technology:ABC:ABC-N:BI:BI-N:2PH:2PH-N:1PH:1PH-N:N [ ] | Nominal Voltage: Line-Ground [kV] | Voltage Control: Target Voltage [p.u.] | Steady State Voltage Limits: Upper Voltage Limit [p.u.] | Steady State Voltage Limits: Lower Voltage Limit [p.u.] | Earthed [ ] | Area [ElmArea] | Geographical Position: Latitude / Northing [deg] | Geographical Position: Longitude / Easting [deg] | Access Times of Switches: First manual switch action after the fault [min] | Approval Information: Modified [ ] | Approval Information: Status [ ] | Arc length [mm] | Dimensions of enclosure: Depth [mm] | Dimensions of enclosure: Height [mm] | Dimensions of enclosure: Width [mm] | Access Times of Switches: First manual switch action after the fault [min] | Arc length [mm] | Depth [mm] | Enclosure:Open air:Boxed [ ] | Height [mm] | Width [mm] | Failures Double Earth Fault: Frequency of single earth faults [1/a] | Failures Double Earth Fault: Conditional probability of a second earth fault [%] | Failures Double Earth Fault: Repair duration [h] | Conductor gap [mm] | Consistency Status:NOT OK: OK [ ] | Enclosure type:Panelboard:LV switchgear:MV switchgear [ ] | Display Name [ ] | Electrode configuration [ ] | Connection Status [ ] | Distance from infeed in number of buses [ ] | Distance from infeed in number of buses including switches [ ] | Distance from first infeed in number of buses including switches [ ] | Distance from first infeed in number of buses [ ] | Earthed [ ] | Energized [ ] | Lateral Index [ ] | Internal Node in Substation [ ] | Planned Outage [ ] | Access Times of Switches: After a switch action at another busbar [min] | Statistical correction [ ] | Commissioning Date [ ] | Conductor gap [mm] | Year of Construction [ ] | Grid [ElmNet] | Head Folder [ ] | Nominal Voltage: Position on Line [km] | Station/Name [ ] | User defined Index [ ] | Working distance [mm] | Distance factor [ ] | Data source [ ] | Enclosure type:Panelboard:LV switchgear:MV switchgear [ ] | dpl1 [ ] | dpl2 [ ] | dpl3 [ ] | dpl4 [ ] | dpl5 [ ] | Voltage Control: Delta V max [%] | Voltage Control: Delta V min [%] | Electrode configuration [ ] | Failures: Forced Outage Duration [h] | Failures: Forced Outage Expectancy [h/a] | Failures: Forced Outage Rate [1/a] | Object modified [ ] | Short-circuit current (instantaneous) [kA] | A.C. Component of Short-Circuit Current [kA] | Accessible Location [ ] | Bay end [ ] | Enclosure:Open air:Boxed [ ] | Commissioning Date [ ] | D.C. Component of Short-Circuit Current [kA] | Upper Envelope of Short-Circuit Current [kA] | Lower Envelope of Short-Circuit Current [kA] | Nominal Voltage: DC-Polarity:positive (+):negative (-):neutral [ ] | Nominal current [kA] | Nominal current (act.) [kA] | Voltage limits: Upper Voltage Limit [ ] | Voltage limits: Lower Voltage Limit [ ] | Failures: Ideal component [ ] | Priority for connectivity tracing [ ] | Scheme Status [ ] | Section [ ] | Short-Circuit Bus [ ] | Voltage limits: Soft constraint [ ] | Equipment Data [ ] | Tie Open Point Optimisation: Priority [ ] | Voltage Control: Priority [ ] | Access Times of Switches: After a switch action at another busbar [min] | Statistical correction [ ] | No of Neutrals:0:1 [ ] | Node Name [ ] | "Sum of feeding cables" or "Smallest feeding cable" [ ] | "Sum of leaving cables" or "Biggest leaving cable" [ ] | No of Phases [ ] | ObjectID [ ] | Area [ElmArea] | ProjectID [ ] | TimeID [ ] | End of interruption [h] | Start of interruption [h] | Phase Voltage (Min) [ ] | Voltage Step Change Limits: Busbar Fault [%] | Voltage Step Change Limits [ ] | Voltage Step Change Limits: n-1 [%] | Voltage Step Change Limits: n-2 [%] | Voltage Control: Target Voltage [kV] | Working distance [mm] | Distance factor [ ]
Bus2 | Network Model.IntPrjfolder\Network Data.IntPrjfolder\Main Grid.ElmNet\Bus2.ElmTerm | 0 | Network Model.IntPrjfolder\Network Data.IntPrjfolder\Main Grid.ElmNet | 20 | 0 | 0 | 0 | 11.547 | 1 | 1.05 | 0 | 0 |  | 0 | 0 | 0 | 1746338952 | 0 | 0 | 0 | 0 | 0 | 0 | 0 | 0 | 1 | 0 | 0 | 0 | 0 | 0 | 0 | 0 | 0 | Bus2 | ["Vertical in metal enclosure"] | -2 | 0 | 0 | 0 | 0 | 0 | 1 | 0 | 0 | 0 | 0 | 3 | 1970-01-01T00:00:00Z | 0 | 0 | Network Model.IntPrjfolder\Network Data.IntPrjfolder\Main Grid.ElmNet | Network Model.IntPrjfolder\Network Data.IntPrjfolder\Main Grid.ElmNet | 0 | Bus2 | 0 | 0 | 0 | MAN | 0 | 0 | 0 | 0 | 0 | 0 | 5 | -5 | vcb | 0 | 0 | 0 | 1746339017 | 0 | 0 | 0 | 0 | 1 | 0 | 0 | 0 | 0 | 0 | 0 | 0 | 1 | 1 | 0 | -1 | 0 | 0 | 0 | 0 | 0 | 0 | -1 | 0 | 3 | 0 | Bus2 | 0 | 0 | 3 | 4905133 |  | 4905050 | 4294967294 | 0 | 0 | 0 | 12 | 1 | 6 | 12 | 20 | 0 | 0
Bus9 | Network Model.IntPrjfolder\Network Data.IntPrjfolder\Main Grid.ElmNet\Bus9.ElmTerm | 0 | Network Model.IntPrjfolder\Network Data.IntPrjfolder\Main Grid.ElmNet | 20 | 0 | 0 | 0 | 11.547 | 1 | 1.05 | 0 | 0 |  | 0 | 0 | 0 | 1746338956 | 0 | 0 | 0 | 0 | 0 | 0 | 0 | 0 | 1 | 0 | 0 | 0 | 0 | 0 | 0 | 0 | 0 | Bus9 | ["Vertical in metal enclosure"] | -2 | 0 | 0 | 0 | 0 | 0 | 1 | 0 | 0 | 0 | 0 | 3 | 1970-01-01T00:00:00Z | 0 | 0 | Network Model.IntPrjfolder\Network Data.IntPrjfolder\Main Grid.ElmNet | Network Model.IntPrjfolder\Network Data.IntPrjfolder\Main Grid.ElmNet | 0 | Bus9 | 0 | 0 | 0 | MAN | 0 | 0 | 0 | 0 | 0 | 0 | 5 | -5 | vcb | 0 | 0 | 0 | 1746339023 | 0 | 0 | 0 | 0 | 1 | 0 | 0 | 0 | 0 | 0 | 0 | 0 | 1 | 1 | 0 | -1 | 0 | 0 | 0 | 0 | 0 | 0 | -1 | 0 | 3 | 0 | Bus9 | 0 | 0 | 3 | 4905135 |  | 4905050 | 4294967294 | 0 | 0 | 0 | 12 | 1 | 6 | 12 | 20 | 0 | 0
Bus23 | Network Model.IntPrjfolder\Network Data.IntPrjfolder\Main Grid.ElmNet\Bus23.ElmTerm | 0 | Network Model.IntPrjfolder\Network Data.IntPrjfolder\Main Grid.ElmNet | 20 | 0 | 0 | 0 | 11.547 | 1 | 1.05 | 0 | 0 |  | 0 | 0 | 0 | 1746338957 | 0 | 0 | 0 | 0 | 0 | 0 | 0 | 0 | 1 | 0 | 0 | 0 | 0 | 0 | 0 | 0 | 0 | Bus23 | ["Vertical in metal enclosure"] | -2 | 0 | 0 | 0 | 0 | 0 | 1 | 0 | 0 | 0 | 0 | 3 | 1970-01-01T00:00:00Z | 0 | 0 | Network Model.IntPrjfolder\Network Data.IntPrjfolder\Main Grid.ElmNet | Network Model.IntPrjfolder\Network Data.IntPrjfolder\Main Grid.ElmNet | 0 | Bus23 | 0 | 0 | 0 | MAN | 0 | 0 | 0 | 0 | 0 | 0 | 5 | -5 | vcb | 0 | 0 | 0 | 1746606515 | 0 | 0 | 0 | 0 | 1 | 0 | 0 | 0 | 0 | 0 | 0 | 0 | 1 | 1 | 0 | -1 | 0 | 0 | 0 | 0 | 0 | 0 | -1 | 0 | 3 | 0 | Bus23 | 0 | 0 | 3 | 4905137 |  | 4905050 | 4294967294 | 0 | 0 | 0 | 12 | 1 | 6 | 12 | 20 | 0 | 0
Bus3 | Network Model.IntPrjfolder\Network Data.IntPrjfolder\Main Grid.ElmNet\Bus3.ElmTerm | 0 | Network Model.IntPrjfolder\Network Data.IntPrjfolder\Main Grid.ElmNet | 20 | 0 | 0 | 0 | 11.547 | 1 | 1.05 | 0 | 0 |  | 0 | 0 | 0 | 1746338989 | 0 | 0 | 0 | 0 | 0 | 0 | 0 | 0 | 1 | 0 | 0 | 0 | 0 | 0 | 0 | 0 | 0 | Bus3 | ["Vertical in metal enclosure"] | -2 | 0 | 0 | 0 | 0 | 0 | 1 | 0 | 0 | 0 | 0 | 3 | 1970-01-01T00:00:00Z | 0 | 0 | Network Model.IntPrjfolder\Network Data.IntPrjfolder\Main Grid.ElmNet | Network Model.IntPrjfolder\Network Data.IntPrjfolder\Main Grid.ElmNet | 0 | Bus3 | 0 | 0 | 0 | MAN | 0 | 0 | 0 | 0 | 0 | 0 | 5 | -5 | vcb | 0 | 0 | 0 | 1746339013 | 0 | 0 | 0 | 0 | 1 | 0 | 0 | 0 | 0 | 0 | 0 | 0 | 1 | 1 | 0 | -1 | 0 | 0 | 0 | 0 | 0 | 0 | -1 | 0 | 3 | 0 | Bus3 | 0 | 0 | 3 | 4905139 |  | 4905050 | 4294967294 | 0 | 0 | 0 | 12 | 1 | 6 | 12 | 20 | 0 | 0
Bus1 | Network Model.IntPrjfolder\Network Data.IntPrjfolder\Main Grid.ElmNet\Bus1.ElmTerm | 0 | Network Model.IntPrjfolder\Network Data.IntPrjfolder\Main Grid.ElmNet | 0.4 | 0 | 0 | 0 | 0.23094 | 1 | 1.05 | 0 | 0 |  | 0 | 0 | 0 | 1746339060 | 0 | 0 | 0 | 0 | 0 | 0 | 0 | 0 | 1 | 0 | 0 | 0 | 0 | 0 | 0 | 0 | 0 | Bus1 | ["Vertical in metal enclosure"] | -2 | 0 | 0 | 0 | 0 | 0 | 1 | 0 | 0 | 0 | 0 | 3 | 1970-01-01T00:00:00Z | 0 | 0 | Network Model.IntPrjfolder\Network Data.IntPrjfolder\Main Grid.ElmNet | Network Model.IntPrjfolder\Network Data.IntPrjfolder\Main Grid.ElmNet | 0 | Bus1 | 0 | 0 | 0 | MAN | 0 | 0 | 0 | 0 | 0 | 0 | 5 | -5 | vcb | 0 | 0 | 0 | 1746339148 | 0 | 0 | 0 | 0 | 1 | 0 | 0 | 0 | 0 | 0 | 0 | 0 | 1 | 1 | 0 | -1 | 0 | 0 | 0 | 0 | 0 | 0 | -1 | 0 | 3 | 0 | Bus1 | 0 | 0 | 3 | 4905144 |  | 4905050 | 4294967294 | 0 | 0 | 0 | 12 | 1 | 6 | 12 | 0.4 | 0 | 0
Bus4 | Network Model.IntPrjfolder\Network Data.IntPrjfolder\Main Grid.ElmNet\Bus4.ElmTerm | 0 | Network Model.IntPrjfolder\Network Data.IntPrjfolder\Main Grid.ElmNet | 0.4 | 0 | 0 | 0 | 0.23094 | 1 | 1.05 | 0 | 0 |  | 0 | 0 | 0 | 1746339061 | 0 | 0 | 0 | 0 | 0 | 0 | 0 | 0 | 1 | 0 | 0 | 0 | 0 | 0 | 0 | 0 | 0 | Bus4 | ["Vertical in metal enclosure"] | -2 | 0 | 0 | 0 | 0 | 0 | 1 | 0 | 0 | 0 | 0 | 3 | 1970-01-01T00:00:00Z | 0 | 0 | Network Model.IntPrjfolder\Network Data.IntPrjfolder\Main Grid.ElmNet | Network Model.IntPrjfolder\Network Data.IntPrjfolder\Main Grid.ElmNet | 0 | Bus4 | 0 | 0 | 0 | MAN | 0 | 0 | 0 | 0 | 0 | 0 | 5 | -5 | vcb | 0 | 0 | 0 | 1746339156 | 0 | 0 | 0 | 0 | 1 | 0 | 0 | 0 | 0 | 0 | 0 | 0 | 1 | 1 | 0 | -1 | 0 | 0 | 0 | 0 | 0 | 0 | -1 | 0 | 3 | 0 | Bus4 | 0 | 0 | 3 | 4905146 |  | 4905050 | 4294967294 | 0 | 0 | 0 | 12 | 1 | 6 | 12 | 0.4 | 0 | 0
Bus5 | Network Model.IntPrjfolder\Network Data.IntPrjfolder\Main Grid.ElmNet\Bus5.ElmTerm | 0 | Network Model.IntPrjfolder\Network Data.IntPrjfolder\Main Grid.ElmNet | 0.4 | 0 | 0 | 0 | 0.23094 | 1 | 1.05 | 0 | 0 |  | 0 | 0 | 0 | 1746339061 | 0 | 0 | 0 | 0 | 0 | 0 | 0 | 0 | 1 | 0 | 0 | 0 | 0 | 0 | 0 | 0 | 0 | Bus5 | ["Vertical in metal enclosure"] | -2 | 0 | 0 | 0 | 0 | 0 | 1 | 0 | 0 | 0 | 0 | 3 | 1970-01-01T00:00:00Z | 0 | 0 | Network Model.IntPrjfolder\Network Data.IntPrjfolder\Main Grid.ElmNet | Network Model.IntPrjfolder\Network Data.IntPrjfolder\Main Grid.ElmNet | 0 | Bus5 | 0 | 0 | 0 | MAN | 0 | 0 | 0 | 0 | 0 | 0 | 5 | -5 | vcb | 0 | 0 | 0 | 1746339167 | 0 | 0 | 0 | 0 | 1 | 0 | 0 | 0 | 0 | 0 | 0 | 0 | 1 | 1 | 0 | -1 | 0 | 0 | 0 | 0 | 0 | 0 | -1 | 0 | 3 | 0 | Bus5 | 0 | 0 | 3 | 4905148 |  | 4905050 | 4294967294 | 0 | 0 | 0 | 12 | 1 | 6 | 12 | 0.4 | 0 | 0
Terminal(3) | Network Model.IntPrjfolder\Network Data.IntPrjfolder\Main Grid.ElmNet\Terminal(3).ElmTerm | 0 | Network Model.IntPrjfolder\Network Data.IntPrjfolder\Main Grid.ElmNet | 0.4 | 0 | 0 | 0 | 0.23094 | 1 | 1.05 | 0 | 0 |  | 0 | 0 | 0 | 1746339064 | 0 | 0 | 0 | 0 | 0 | 0 | 0 | 0 | 1 | 0 | 0 | 0 | 0 | 0 | 0 | 0 | 0 | Terminal(3) | ["Vertical in metal enclosure"] | -2 | 0 | 0 | 0 | 0 | 0 | 1 | 0 | 0 | 0 | 0 | 3 | 1970-01-01T00:00:00Z | 0 | 0 | Network Model.IntPrjfolder\Network Data.IntPrjfolder\Main Grid.ElmNet | Network Model.IntPrjfolder\Network Data.IntPrjfolder\Main Grid.ElmNet | 0 | Terminal(3) | 0 | 0 | 0 | MAN | 0 | 0 | 0 | 0 | 0 | 0 | 5 | -5 | vcb | 0 | 0 | 0 | 1746339177 | 0 | 0 | 0 | 0 | 1 | 0 | 0 | 0 | 0 | 0 | 0 | 0 | 1 | 1 | 0 | -1 | 0 | 0 | 0 | 0 | 0 | 0 | -1 | 0 | 3 | 0 | Terminal(3) | 0 | 0 | 3 | 4905150 |  | 4905050 | 4294967294 | 0 | 0 | 0 | 12 | 1 | 6 | 12 | 0.4 | 0 | 0
Bus6 | Network Model.IntPrjfolder\Network Data.IntPrjfolder\Main Grid.ElmNet\Bus6.ElmTerm | 0 | Network Model.IntPrjfolder\Network Data.IntPrjfolder\Main Grid.ElmNet | 0.4 | 0 | 0 | 0 | 0.23094 | 1 | 1.05 | 0 | 0 |  | 0 | 0 | 0 | 1746339090 | 0 | 0 | 0 | 0 | 0 | 0 | 0 | 0 | 1 | 0 | 0 | 0 | 0 | 0 | 0 | 0 | 0 | Bus6 | ["Vertical in metal enclosure"] | -2 | 0 | 0 | 0 | 0 | 0 | 1 | 0 | 0 | 0 | 0 | 3 | 1970-01-01T00:00:00Z | 0 | 0 | Network Model.IntPrjfolder\Network Data.IntPrjfolder\Main Grid.ElmNet | Network Model.IntPrjfolder\Network Data.IntPrjfolder\Main Grid.ElmNet | 0 | Bus6 | 0 | 0 | 0 | MAN | 0 | 0 | 0 | 0 | 0 | 0 | 5 | -5 | vcb | 0 | 0 | 0 | 1746339186 | 0 | 0 | 0 | 0 | 1 | 0 | 0 | 0 | 0 | 0 | 0 | 0 | 1 | 1 | 0 | -1 | 0 | 0 | 0 | 0 | 0 | 0 | -1 | 0 | 3 | 0 | Bus6 | 0 | 0 | 3 | 4905152 |  | 4905050 | 4294967294 | 0 | 0 | 0 | 12 | 1 | 6 | 12 | 0.4 | 0 | 0
Bus7 | Network Model.IntPrjfolder\Network Data.IntPrjfolder\Main Grid.ElmNet\Bus7.ElmTerm | 0 | Network Model.IntPrjfolder\Network Data.IntPrjfolder\Main Grid.ElmNet | 0.4 | 0 | 0 | 0 | 0.23094 | 1 | 1.05 | 0 | 0 |  | 0 | 0 | 0 | 1746339091 | 0 | 0 | 0 | 0 | 0 | 0 | 0 | 0 | 1 | 0 | 0 | 0 | 0 | 0 | 0 | 0 | 0 | Bus7 | ["Vertical in metal enclosure"] | -2 | 0 | 0 | 0 | 0 | 0 | 1 | 0 | 0 | 0 | 0 | 3 | 1970-01-01T00:00:00Z | 0 | 0 | Network Model.IntPrjfolder\Network Data.IntPrjfolder\Main Grid.ElmNet | Network Model.IntPrjfolder\Network Data.IntPrjfolder\Main Grid.ElmNet | 0 | Bus7 | 0 | 0 | 0 | MAN | 0 | 0 | 0 | 0 | 0 | 0 | 5 | -5 | vcb | 0 | 0 | 0 | 1746339191 | 0 | 0 | 0 | 0 | 1 | 0 | 0 | 0 | 0 | 0 | 0 | 0 | 1 | 1 | 0 | -1 | 0 | 0 | 0 | 0 | 0 | 0 | -1 | 0 | 3 | 0 | Bus7 | 0 | 0 | 3 | 4905154 |  | 4905050 | 4294967294 | 0 | 0 | 0 | 12 | 1 | 6 | 12 | 0.4 | 0 | 0
Bus18 | Network Model.IntPrjfolder\Network Data.IntPrjfolder\Main Grid.ElmNet\Bus18.ElmTerm | 0 | Network Model.IntPrjfolder\Network Data.IntPrjfolder\Main Grid.ElmNet | 0.4 | 0 | 0 | 0 | 0.23094 | 1 | 1.05 | 0 | 0 |  | 0 | 0 | 0 | 1746339107 | 0 | 0 | 0 | 0 | 0 | 0 | 0 | 0 | 1 | 0 | 0 | 0 | 0 | 0 | 0 | 0 | 0 | Bus18 | ["Vertical in metal enclosure"] | -2 | 0 | 0 | 0 | 0 | 0 | 1 | 0 | 0 | 0 | 0 | 3 | 1970-01-01T00:00:00Z | 0 | 0 | Network Model.IntPrjfolder\Network Data.IntPrjfolder\Main Grid.ElmNet | Network Model.IntPrjfolder\Network Data.IntPrjfolder\Main Grid.ElmNet | 0 | Bus18 | 0 | 0 | 0 | MAN | 0 | 0 | 0 | 0 | 0 | 0 | 5 | -5 | vcb | 0 | 0 | 0 | 1746339397 | 0 | 0 | 0 | 0 | 1 | 0 | 0 | 0 | 0 | 0 | 0 | 0 | 1 | 1 | 0 | -1 | 0 | 0 | 0 | 0 | 0 | 0 | -1 | 0 | 3 | 0 | Bus18 | 0 | 0 | 3 | 4905156 |  | 4905050 | 4294967294 | 0 | 0 | 0 | 12 | 1 | 6 | 12 | 0.4 | 0 | 0
Bus12 | Network Model.IntPrjfolder\Network Data.IntPrjfolder\Main Grid.ElmNet\Bus12.ElmTerm | 0 | Network Model.IntPrjfolder\Network Data.IntPrjfolder\Main Grid.ElmNet | 0.4 | 0 | 0 | 0 | 0.23094 | 1 | 1.05 | 0 | 0 |  | 0 | 0 | 0 | 1746339108 | 0 | 0 | 0 | 0 | 0 | 0 | 0 | 0 | 1 | 0 | 0 | 0 | 0 | 0 | 0 | 0 | 0 | Bus12 | ["Vertical in metal enclosure"] | -2 | 0 | 0 | 0 | 0 | 0 | 1 | 0 | 0 | 0 | 0 | 3 | 1970-01-01T00:00:00Z | 0 | 0 | Network Model.IntPrjfolder\Network Data.IntPrjfolder\Main Grid.ElmNet | Network Model.IntPrjfolder\Network Data.IntPrjfolder\Main Grid.ElmNet | 0 | Bus12 | 0 | 0 | 0 | MAN | 0 | 0 | 0 | 0 | 0 | 0 | 5 | -5 | vcb | 0 | 0 | 0 | 1746339403 | 0 | 0 | 0 | 0 | 1 | 0 | 0 | 0 | 0 | 0 | 0 | 0 | 1 | 1 | 0 | -1 | 0 | 0 | 0 | 0 | 0 | 0 | -1 | 0 | 3 | 0 | Bus12 | 0 | 0 | 3 | 4905158 |  | 4905050 | 4294967294 | 0 | 0 | 0 | 12 | 1 | 6 | 12 | 0.4 | 0 | 0
Bus33 | Network Model.IntPrjfolder\Network Data.IntPrjfolder\Main Grid.ElmNet\Bus33.ElmTerm | 0 | Network Model.IntPrjfolder\Network Data.IntPrjfolder\Main Grid.ElmNet | 0.4 | 0 | 0 | 0 | 0.23094 | 1 | 1.05 | 0 | 0 |  | 0 | 0 | 0 | 1746339109 | 0 | 0 | 0 | 0 | 0 | 0 | 0 | 0 | 1 | 0 | 0 | 0 | 0 | 0 | 0 | 0 | 0 | Bus33 | ["Vertical in metal enclosure"] | -2 | 0 | 0 | 0 | 0 | 0 | 1 | 0 | 0 | 0 | 0 | 3 | 1970-01-01T00:00:00Z | 0 | 0 | Network Model.IntPrjfolder\Network Data.IntPrjfolder\Main Grid.ElmNet | Network Model.IntPrjfolder\Network Data.IntPrjfolder\Main Grid.ElmNet | 0 | Bus33 | 0 | 0 | 0 | MAN | 0 | 0 | 0 | 0 | 0 | 0 | 5 | -5 | vcb | 0 | 0 | 0 | 1746339411 | 0 | 0 | 0 | 0 | 1 | 0 | 0 | 0 | 0 | 0 | 0 | 0 | 1 | 1 | 0 | -1 | 0 | 0 | 0 | 0 | 0 | 0 | -1 | 0 | 3 | 0 | Bus33 | 0 | 0 | 3 | 4905160 |  | 4905050 | 4294967294 | 0 | 0 | 0 | 12 | 1 | 6 | 12 | 0.4 | 0 | 0
Bus34 | Network Model.IntPrjfolder\Network Data.IntPrjfolder\Main Grid.ElmNet\Bus34.ElmTerm | 0 | Network Model.IntPrjfolder\Network Data.IntPrjfolder\Main Grid.ElmNet | 0.4 | 0 | 0 | 0 | 0.23094 | 1 | 1.05 | 0 | 0 |  | 0 | 0 | 0 | 1746339110 | 0 | 0 | 0 | 0 | 0 | 0 | 0 | 0 | 1 | 0 | 0 | 0 | 0 | 0 | 0 | 0 | 0 | Bus34 | ["Vertical in metal enclosure"] | -2 | 0 | 0 | 0 | 0 | 0 | 1 | 0 | 0 | 0 | 0 | 3 | 1970-01-01T00:00:00Z | 0 | 0 | Network Model.IntPrjfolder\Network Data.IntPrjfolder\Main Grid.ElmNet | Network Model.IntPrjfolder\Network Data.IntPrjfolder\Main Grid.ElmNet | 0 | Bus34 | 0 | 0 | 0 | MAN | 0 | 0 | 0 | 0 | 0 | 0 | 5 | -5 | vcb | 0 | 0 | 0 | 1746339417 | 0 | 0 | 0 | 0 | 1 | 0 | 0 | 0 | 0 | 0 | 0 | 0 | 1 | 1 | 0 | -1 | 0 | 0 | 0 | 0 | 0 | 0 | -1 | 0 | 3 | 0 | Bus34 | 0 | 0 | 3 | 4905162 |  | 4905050 | 4294967294 | 0 | 0 | 0 | 12 | 1 | 6 | 12 | 0.4 | 0 | 0
Bus24 | Network Model.IntPrjfolder\Network Data.IntPrjfolder\Main Grid.ElmNet\Bus24.ElmTerm | 0 | Network Model.IntPrjfolder\Network Data.IntPrjfolder\Main Grid.ElmNet | 20 | 1 | 0 | 0 | 11.547 | 1 | 1.05 | 0 | 0 | Network Model.IntPrjfolder\Network Data.IntPrjfolder\Areas.IntArea\KOTA.ElmArea | 0 | 0 | 0 | 1746339779 | 0 | 0 | 0 | 0 | 0 | 0 | 0 | 0 | 1 | 0 | 0 | 0 | 0 | 0 | 0 | 0 | 0 | Bus24 | ["Vertical in metal enclosure"] | -2 | 0 | 0 | 0 | 0 | 0 | 1 | 0 | 0 | 0 | 0 | 3 | 1970-01-01T00:00:00Z | 0 | 0 | Network Model.IntPrjfolder\Network Data.IntPrjfolder\Main Grid.ElmNet | Network Model.IntPrjfolder\Network Data.IntPrjfolder\Main Grid.ElmNet | 0 | Bus24 | 0 | 0 | 0 | MAN | 0 | 0 | 0 | 0 | 0 | 0 | 5 | -5 | vcb | 0 | 0 | 0 | 1746599794 | 0 | 0 | 0 | 0 | 1 | 0 | 0 | 0 | 0 | 0 | 0 | 0 | 1 | 1 | 0 | -1 | 0 | 0 | 0 | 0 | 0 | 0 | -1 | 0 | 3 | 0 | Bus24 | 0 | 0 | 3 | 4905275 | Network Model.IntPrjfolder\Network Data.IntPrjfolder\Areas.IntArea\KOTA.ElmArea | 4905050 | 4294967294 | 0 | 0 | 0 | 12 | 1 | 6 | 12 | 20 | 0 | 0
Terminal(6) | Network Model.IntPrjfolder\Network Data.IntPrjfolder\Main Grid.ElmNet\Terminal(6).ElmTerm | 0 | Network Model.IntPrjfolder\Network Data.IntPrjfolder\Main Grid.ElmNet | 20 | 1 | 0 | 0 | 11.547 | 1 | 1.05 | 0 | 0 |  | 0 | 0 | 0 | 1746339822 | 0 | 0 | 0 | 0 | 0 | 0 | 0 | 0 | 1 | 0 | 0 | 0 | 0 | 0 | 0 | 0 | 0 | Terminal(6) | ["Vertical in metal enclosure"] | -2 | 0 | 0 | 0 | 0 | 0 | 1 | 0 | 0 | 0 | 0 | 3 | 1970-01-01T00:00:00Z | 0 | 0 | Network Model.IntPrjfolder\Network Data.IntPrjfolder\Main Grid.ElmNet | Network Model.IntPrjfolder\Network Data.IntPrjfolder\Main Grid.ElmNet | 0 | Terminal(6) | 0 | 0 | 0 | MAN | 0 | 0 | 0 | 0 | 0 | 0 | 5 | -5 | vcb | 0 | 0 | 0 | 1746431066 | 0 | 0 | 0 | 0 | 1 | 0 | 0 | 0 | 0 | 0 | 0 | 0 | 1 | 1 | 0 | -1 | 0 | 0 | 0 | 0 | 0 | 0 | -1 | 0 | 3 | 0 | Terminal(6) | 0 | 0 | 3 | 4905278 |  | 4905050 | 4294967294 | 0 | 0 | 0 | 12 | 1 | 6 | 12 | 20 | 0 | 0
Bus25 | Network Model.IntPrjfolder\Network Data.IntPrjfolder\Main Grid.ElmNet\Bus25.ElmTerm | 0 | Network Model.IntPrjfolder\Network Data.IntPrjfolder\Main Grid.ElmNet | 20 | 0 | 0 | 0 | 11.547 | 1 | 1.05 | 0 | 0 | Network Model.IntPrjfolder\Network Data.IntPrjfolder\Areas.IntArea\KOTA.ElmArea | 0 | 0 | 0 | 1746340004 | 0 | 0 | 0 | 0 | 0 | 0 | 0 | 0 | 1 | 0 | 0 | 0 | 0 | 0 | 0 | 0 | 0 | Bus25 | ["Vertical in metal enclosure"] | -2 | 0 | 0 | 0 | 0 | 0 | 1 | 0 | 0 | 0 | 0 | 3 | 1970-01-01T00:00:00Z | 0 | 0 | Network Model.IntPrjfolder\Network Data.IntPrjfolder\Main Grid.ElmNet | Network Model.IntPrjfolder\Network Data.IntPrjfolder\Main Grid.ElmNet | 0 | Bus25 | 0 | 0 | 0 | MAN | 0 | 0 | 0 | 0 | 0 | 0 | 5 | -5 | vcb | 0 | 0 | 0 | 1746599794 | 0 | 0 | 0 | 0 | 1 | 0 | 0 | 0 | 0 | 0 | 0 | 0 | 1 | 1 | 0 | -1 | 0 | 0 | 0 | 0 | 0 | 0 | -1 | 0 | 3 | 0 | Bus25 | 0 | 0 | 3 | 4905295 | Network Model.IntPrjfolder\Network Data.IntPrjfolder\Areas.IntArea\KOTA.ElmArea | 4905050 | 4294967294 | 0 | 0 | 0 | 12 | 1 | 6 | 12 | 20 | 0 | 0
Bus188 | Network Model.IntPrjfolder\Network Data.IntPrjfolder\Main Grid.ElmNet\Bus188.ElmTerm | 0 | Network Model.IntPrjfolder\Network Data.IntPrjfolder\Main Grid.ElmNet | 20 | 1 | 0 | 0 | 11.547 | 1 | 1.05 | 0 | 0 | Network Model.IntPrjfolder\Network Data.IntPrjfolder\Areas.IntArea\KOTA.ElmArea | 0 | 0 | 0 | 1746340392 | 0 | 0 | 0 | 0 | 0 | 0 | 0 | 0 | 1 | 0 | 0 | 0 | 0 | 0 | 0 | 0 | 0 | Bus188 | ["Vertical in metal enclosure"] | -2 | 0 | 0 | 0 | 0 | 0 | 1 | 0 | 0 | 0 | 0 | 3 | 1970-01-01T00:00:00Z | 0 | 0 | Network Model.IntPrjfolder\Network Data.IntPrjfolder\Main Grid.ElmNet | Network Model.IntPrjfolder\Network Data.IntPrjfolder\Main Grid.ElmNet | 0 | Bus188 | 0 | 0 | 0 | MAN | 0 | 0 | 0 | 0 | 0 | 0 | 5 | -5 | vcb | 0 | 0 | 0 | 1746599794 | 0 | 0 | 0 | 0 | 1 | 0 | 0 | 0 | 0 | 0 | 0 | 0 | 1 | 1 | 0 | -1 | 0 | 0 | 0 | 0 | 0 | 0 | -1 | 0 | 3 | 0 | Bus188 | 0 | 0 | 3 | 4905307 | Network Model.IntPrjfolder\Network Data.IntPrjfolder\Areas.IntArea\KOTA.ElmArea | 4905050 | 4294967294 | 0 | 0 | 0 | 12 | 1 | 6 | 12 | 20 | 0 | 0
Bus192 | Network Model.IntPrjfolder\Network Data.IntPrjfolder\Main Grid.ElmNet\Bus192.ElmTerm | 0 | Network Model.IntPrjfolder\Network Data.IntPrjfolder\Main Grid.ElmNet | 20 | 1 | 0 | 0 | 11.547 | 1 | 1.05 | 0 | 0 | Network Model.IntPrjfolder\Network Data.IntPrjfolder\Areas.IntArea\KOTA.ElmArea | 0 | 0 | 0 | 1746340393 | 0 | 0 | 0 | 0 | 0 | 0 | 0 | 0 | 1 | 0 | 0 | 0 | 0 | 0 | 0 | 0 | 0 | Bus192 | ["Vertical in metal enclosure"] | -2 | 0 | 0 | 0 | 0 | 0 | 1 | 0 | 0 | 0 | 0 | 3 | 1970-01-01T00:00:00Z | 0 | 0 | Network Model.IntPrjfolder\Network Data.IntPrjfolder\Main Grid.ElmNet | Network Model.IntPrjfolder\Network Data.IntPrjfolder\Main Grid.ElmNet | 0 | Bus192 | 0 | 0 | 0 | MAN | 0 | 0 | 0 | 0 | 0 | 0 | 5 | -5 | vcb | 0 | 0 | 0 | 1746599794 | 0 | 0 | 0 | 0 | 1 | 0 | 0 | 0 | 0 | 0 | 0 | 0 | 1 | 1 | 0 | -1 | 0 | 0 | 0 | 0 | 0 | 0 | -1 | 0 | 3 | 0 | Bus192 | 0 | 0 | 3 | 4905309 | Network Model.IntPrjfolder\Network Data.IntPrjfolder\Areas.IntArea\KOTA.ElmArea | 4905050 | 4294967294 | 0 | 0 | 0 | 12 | 1 | 6 | 12 | 20 | 0 | 0
Bus187 | Network Model.IntPrjfolder\Network Data.IntPrjfolder\Main Grid.ElmNet\Bus187.ElmTerm | 0 | Network Model.IntPrjfolder\Network Data.IntPrjfolder\Main Grid.ElmNet | 0.4 | 1 | 0 | 0 | 0.23094 | 1 | 1.05 | 0 | 0 | Network Model.IntPrjfolder\Network Data.IntPrjfolder\Areas.IntArea\KOTA.ElmArea | 0 | 0 | 0 | 1746340485 | 0 | 0 | 0 | 0 | 0 | 0 | 0 | 0 | 1 | 0 | 0 | 0 | 0 | 0 | 0 | 0 | 0 | Bus187 | ["Vertical in metal enclosure"] | -2 | 0 | 0 | 0 | 0 | 0 | 1 | 0 | 0 | 0 | 0 | 3 | 1970-01-01T00:00:00Z | 0 | 0 | Network Model.IntPrjfolder\Network Data.IntPrjfolder\Main Grid.ElmNet | Network Model.IntPrjfolder\Network Data.IntPrjfolder\Main Grid.ElmNet | 0 | Bus187 | 0 | 0 | 0 | MAN | 0 | 0 | 0 | 0 | 0 | 0 | 5 | -5 | vcb | 0 | 0 | 0 | 1746599794 | 0 | 0 | 0 | 0 | 1 | 0 | 0 | 0 | 0 | 0 | 0 | 0 | 1 | 1 | 0 | -1 | 0 | 0 | 0 | 0 | 0 | 0 | -1 | 0 | 3 | 0 | Bus187 | 0 | 0 | 3 | 4905326 | Network Model.IntPrjfolder\Network Data.IntPrjfolder\Areas.IntArea\KOTA.ElmArea | 4905050 | 4294967294 | 0 | 0 | 0 | 12 | 1 | 6 | 12 | 0.4 | 0 | 0
Bus191 | Network Model.IntPrjfolder\Network Data.IntPrjfolder\Main Grid.ElmNet\Bus191.ElmTerm | 0 | Network Model.IntPrjfolder\Network Data.IntPrjfolder\Main Grid.ElmNet | 0.4 | 1 | 0 | 0 | 0.23094 | 1 | 1.05 | 0 | 0 | Network Model.IntPrjfolder\Network Data.IntPrjfolder\Areas.IntArea\KOTA.ElmArea | 0 | 0 | 0 | 1746340486 | 0 | 0 | 0 | 0 | 0 | 0 | 0 | 0 | 1 | 0 | 0 | 0 | 0 | 0 | 0 | 0 | 0 | Bus191 | ["Vertical in metal enclosure"] | -2 | 0 | 0 | 0 | 0 | 0 | 1 | 0 | 0 | 0 | 0 | 3 | 1970-01-01T00:00:00Z | 0 | 0 | Network Model.IntPrjfolder\Network Data.IntPrjfolder\Main Grid.ElmNet | Network Model.IntPrjfolder\Network Data.IntPrjfolder\Main Grid.ElmNet | 0 | Bus191 | 0 | 0 | 0 | MAN | 0 | 0 | 0 | 0 | 0 | 0 | 5 | -5 | vcb | 0 | 0 | 0 | 1746599794 | 0 | 0 | 0 | 0 | 1 | 0 | 0 | 0 | 0 | 0 | 0 | 0 | 1 | 1 | 0 | -1 | 0 | 0 | 0 | 0 | 0 | 0 | -1 | 0 | 3 | 0 | Bus191 | 0 | 0 | 3 | 4905328 | Network Model.IntPrjfolder\Network Data.IntPrjfolder\Areas.IntArea\KOTA.ElmArea | 4905050 | 4294967294 | 0 | 0 | 0 | 12 | 1 | 6 | 12 | 0.4 | 0 | 0
Bus27 | Network Model.IntPrjfolder\Network Data.IntPrjfolder\Main Grid.ElmNet\Bus27.ElmTerm | 0 | Network Model.IntPrjfolder\Network Data.IntPrjfolder\Main Grid.ElmNet | 20 | 0 | 0 | 0 | 11.547 | 1 | 1.05 | 0 | 0 | Network Model.IntPrjfolder\Network Data.IntPrjfolder\Areas.IntArea\KOTA.ElmArea | 0 | 0 | 0 | 1746340707 | 0 | 0 | 0 | 0 | 0 | 0 | 0 | 0 | 1 | 0 | 0 | 0 | 0 | 0 | 0 | 0 | 0 | Bus27 | ["Vertical in metal enclosure"] | -2 | 0 | 0 | 0 | 0 | 0 | 1 | 0 | 0 | 0 | 0 | 3 | 1970-01-01T00:00:00Z | 0 | 0 | Network Model.IntPrjfolder\Network Data.IntPrjfolder\Main Grid.ElmNet | Network Model.IntPrjfolder\Network Data.IntPrjfolder\Main Grid.ElmNet | 0 | Bus27 | 0 | 0 | 0 | MAN | 0 | 0 | 0 | 0 | 0 | 0 | 5 | -5 | vcb | 0 | 0 | 0 | 1746599794 | 0 | 0 | 0 | 0 | 1 | 0 | 0 | 0 | 0 | 0 | 0 | 0 | 1 | 1 | 0 | -1 | 0 | 0 | 0 | 0 | 0 | 0 | -1 | 0 | 3 | 0 | Bus27 | 0 | 0 | 3 | 4905357 | Network Model.IntPrjfolder\Network Data.IntPrjfolder\Areas.IntArea\KOTA.ElmArea | 4905050 | 4294967294 | 0 | 0 | 0 | 12 | 1 | 6 | 12 | 20 | 0 | 0
Bus29 | Network Model.IntPrjfolder\Network Data.IntPrjfolder\Main Grid.ElmNet\Bus29.ElmTerm | 0 | Network Model.IntPrjfolder\Network Data.IntPrjfolder\Main Grid.ElmNet | 0.4 | 1 | 0 | 0 | 0.23094 | 1 | 1.05 | 0 | 0 | Network Model.IntPrjfolder\Network Data.IntPrjfolder\Areas.IntArea\KOTA.ElmArea | 0 | 0 | 0 | 1746340802 | 0 | 0 | 0 | 0 | 0 | 0 | 0 | 0 | 1 | 0 | 0 | 0 | 0 | 0 | 0 | 0 | 0 | Bus29 | ["Vertical in metal enclosure"] | -2 | 0 | 0 | 0 | 0 | 0 | 1 | 0 | 0 | 0 | 0 | 3 | 1970-01-01T00:00:00Z | 0 | 0 | Network Model.IntPrjfolder\Network Data.IntPrjfolder\Main Grid.ElmNet | Network Model.IntPrjfolder\Network Data.IntPrjfolder\Main Grid.ElmNet | 0 | Bus29 | 0 | 0 | 0 | MAN | 0 | 0 | 0 | 0 | 0 | 0 | 5 | -5 | vcb | 0 | 0 | 0 | 1746599794 | 0 | 0 | 0 | 0 | 1 | 0 | 0 | 0 | 0 | 0 | 0 | 0 | 1 | 1 | 0 | -1 | 0 | 0 | 0 | 0 | 0 | 0 | -1 | 0 | 3 | 0 | Bus29 | 0 | 0 | 3 | 4905368 | Network Model.IntPrjfolder\Network Data.IntPrjfolder\Areas.IntArea\KOTA.ElmArea | 4905050 | 4294967294 | 0 | 0 | 0 | 12 | 1 | 6 | 12 | 0.4 | 0 | 0
Bus31 | Network Model.IntPrjfolder\Network Data.IntPrjfolder\Main Grid.ElmNet\Bus31.ElmTerm | 0 | Network Model.IntPrjfolder\Network Data.IntPrjfolder\Main Grid.ElmNet | 20 | 1 | 0 | 0 | 11.547 | 1 | 1.05 | 0 | 0 | Network Model.IntPrjfolder\Network Data.IntPrjfolder\Areas.IntArea\KOTA.ElmArea | 0 | 0 | 0 | 1746340862 | 0 | 0 | 0 | 0 | 0 | 0 | 0 | 0 | 1 | 0 | 0 | 0 | 0 | 0 | 0 | 0 | 0 | Bus31 | ["Vertical in metal enclosure"] | -2 | 0 | 0 | 0 | 0 | 0 | 1 | 0 | 0 | 0 | 0 | 3 | 1970-01-01T00:00:00Z | 0 | 0 | Network Model.IntPrjfolder\Network Data.IntPrjfolder\Main Grid.ElmNet | Network Model.IntPrjfolder\Network Data.IntPrjfolder\Main Grid.ElmNet | 0 | Bus31 | 0 | 0 | 0 | MAN | 0 | 0 | 0 | 0 | 0 | 0 | 5 | -5 | vcb | 0 | 0 | 0 | 1746599794 | 0 | 0 | 0 | 0 | 1 | 0 | 0 | 0 | 0 | 0 | 0 | 0 | 1 | 1 | 0 | -1 | 0 | 0 | 0 | 0 | 0 | 0 | -1 | 0 | 3 | 0 | Bus31 | 0 | 0 | 3 | 4905383 | Network Model.IntPrjfolder\Network Data.IntPrjfolder\Areas.IntArea\KOTA.ElmArea | 4905050 | 4294967294 | 0 | 0 | 0 | 12 | 1 | 6 | 12 | 20 | 0 | 0
Bus30 | Network Model.IntPrjfolder\Network Data.IntPrjfolder\Main Grid.ElmNet\Bus30.ElmTerm | 0 | Network Model.IntPrjfolder\Network Data.IntPrjfolder\Main Grid.ElmNet | 0.4 | 1 | 0 | 0 | 0.23094 | 1 | 1.05 | 0 | 0 | Network Model.IntPrjfolder\Network Data.IntPrjfolder\Areas.IntArea\KOTA.ElmArea | 0 | 0 | 0 | 1746340902 | 0 | 0 | 0 | 0 | 0 | 0 | 0 | 0 | 1 | 0 | 0 | 0 | 0 | 0 | 0 | 0 | 0 | Bus30 | ["Vertical in metal enclosure"] | -2 | 0 | 0 | 0 | 0 | 0 | 1 | 0 | 0 | 0 | 0 | 3 | 1970-01-01T00:00:00Z | 0 | 0 | Network Model.IntPrjfolder\Network Data.IntPrjfolder\Main Grid.ElmNet | Network Model.IntPrjfolder\Network Data.IntPrjfolder\Main Grid.ElmNet | 0 | Bus30 | 0 | 0 | 0 | MAN | 0 | 0 | 0 | 0 | 0 | 0 | 5 | -5 | vcb | 0 | 0 | 0 | 1746599794 | 0 | 0 | 0 | 0 | 1 | 0 | 0 | 0 | 0 | 0 | 0 | 0 | 1 | 1 | 0 | -1 | 0 | 0 | 0 | 0 | 0 | 0 | -1 | 0 | 3 | 0 | Bus30 | 0 | 0 | 3 | 4905393 | Network Model.IntPrjfolder\Network Data.IntPrjfolder\Areas.IntArea\KOTA.ElmArea | 4905050 | 4294967294 | 0 | 0 | 0 | 12 | 1 | 6 | 12 | 0.4 | 0 | 0
Terminal(7) | Network Model.IntPrjfolder\Network Data.IntPrjfolder\Main Grid.ElmNet\Terminal(7).ElmTerm | 0 | Network Model.IntPrjfolder\Network Data.IntPrjfolder\Main Grid.ElmNet | 20 | 1 | 0 | 0 | 11.547 | 1 | 1.05 | 0 | 0 | Network Model.IntPrjfolder\Network Data.IntPrjfolder\Areas.IntArea\KOTA.ElmArea | 0 | 0 | 0 | 1746340964 | 0 | 0 | 0 | 0 | 0 | 0 | 0 | 0 | 1 | 0 | 0 | 0 | 0 | 0 | 0 | 0 | 0 | Terminal(7) | ["Vertical in metal enclosure"] | -2 | 0 | 0 | 0 | 0 | 0 | 1 | 0 | 0 | 0 | 0 | 3 | 1970-01-01T00:00:00Z | 0 | 0 | Network Model.IntPrjfolder\Network Data.IntPrjfolder\Main Grid.ElmNet | Network Model.IntPrjfolder\Network Data.IntPrjfolder\Main Grid.ElmNet | 0 | Terminal(7) | 0 | 0 | 0 | MAN | 0 | 0 | 0 | 0 | 0 | 0 | 5 | -5 | vcb | 0 | 0 | 0 | 1746599794 | 0 | 0 | 0 | 0 | 1 | 0 | 0 | 0 | 0 | 0 | 0 | 0 | 1 | 1 | 0 | -1 | 0 | 0 | 0 | 0 | 0 | 0 | -1 | 0 | 3 | 0 | Terminal(7) | 0 | 0 | 3 | 4905407 | Network Model.IntPrjfolder\Network Data.IntPrjfolder\Areas.IntArea\KOTA.ElmArea | 4905050 | 4294967294 | 0 | 0 | 0 | 12 | 1 | 6 | 12 | 20 | 0 | 0
Bus42 | Network Model.IntPrjfolder\Network Data.IntPrjfolder\Main Grid.ElmNet\Bus42.ElmTerm | 0 | Network Model.IntPrjfolder\Network Data.IntPrjfolder\Main Grid.ElmNet | 20 | 1 | 0 | 0 | 11.547 | 1 | 1.05 | 0 | 0 | Network Model.IntPrjfolder\Network Data.IntPrjfolder\Areas.IntArea\KOTA.ElmArea | 0 | 0 | 0 | 1746341011 | 0 | 0 | 0 | 0 | 0 | 0 | 0 | 0 | 1 | 0 | 0 | 0 | 0 | 0 | 0 | 0 | 0 | Bus42 | ["Vertical in metal enclosure"] | -2 | 0 | 0 | 0 | 0 | 0 | 1 | 0 | 0 | 0 | 0 | 3 | 1970-01-01T00:00:00Z | 0 | 0 | Network Model.IntPrjfolder\Network Data.IntPrjfolder\Main Grid.ElmNet | Network Model.IntPrjfolder\Network Data.IntPrjfolder\Main Grid.ElmNet | 0 | Bus42 | 0 | 0 | 0 | MAN | 0 | 0 | 0 | 0 | 0 | 0 | 5 | -5 | vcb | 0 | 0 | 0 | 1746599794 | 0 | 0 | 0 | 0 | 1 | 0 | 0 | 0 | 0 | 0 | 0 | 0 | 1 | 1 | 0 | -1 | 0 | 0 | 0 | 0 | 0 | 0 | -1 | 0 | 3 | 0 | Bus42 | 0 | 0 | 3 | 4905416 | Network Model.IntPrjfolder\Network Data.IntPrjfolder\Areas.IntArea\KOTA.ElmArea | 4905050 | 4294967294 | 0 | 0 | 0 | 12 | 1 | 6 | 12 | 20 | 0 | 0
Bus194 | Network Model.IntPrjfolder\Network Data.IntPrjfolder\Main Grid.ElmNet\Bus194.ElmTerm | 0 | Network Model.IntPrjfolder\Network Data.IntPrjfolder\Main Grid.ElmNet | 20 | 1 | 0 | 0 | 11.547 | 1 | 1.05 | 0 | 0 | Network Model.IntPrjfolder\Network Data.IntPrjfolder\Areas.IntArea\KOTA.ElmArea | 0 | 0 | 0 | 1746341051 | 0 | 0 | 0 | 0 | 0 | 0 | 0 | 0 | 1 | 0 | 0 | 0 | 0 | 0 | 0 | 0 | 0 | Bus194 | ["Vertical in metal enclosure"] | -2 | 0 | 0 | 0 | 0 | 0 | 1 | 0 | 0 | 0 | 0 | 3 | 1970-01-01T00:00:00Z | 0 | 0 | Network Model.IntPrjfolder\Network Data.IntPrjfolder\Main Grid.ElmNet | Network Model.IntPrjfolder\Network Data.IntPrjfolder\Main Grid.ElmNet | 0 | Bus194 | 0 | 0 | 0 | MAN | 0 | 0 | 0 | 0 | 0 | 0 | 5 | -5 | vcb | 0 | 0 | 0 | 1746599794 | 0 | 0 | 0 | 0 | 1 | 0 | 0 | 0 | 0 | 0 | 0 | 0 | 1 | 1 | 0 | -1 | 0 | 0 | 0 | 0 | 0 | 0 | -1 | 0 | 3 | 0 | Bus194 | 0 | 0 | 3 | 4905425 | Network Model.IntPrjfolder\Network Data.IntPrjfolder\Areas.IntArea\KOTA.ElmArea | 4905050 | 4294967294 | 0 | 0 | 0 | 12 | 1 | 6 | 12 | 20 | 0 | 0
Bus195 | Network Model.IntPrjfolder\Network Data.IntPrjfolder\Main Grid.ElmNet\Bus195.ElmTerm | 0 | Network Model.IntPrjfolder\Network Data.IntPrjfolder\Main Grid.ElmNet | 0.4 | 1 | 0 | 0 | 0.23094 | 1 | 1.05 | 0 | 0 | Network Model.IntPrjfolder\Network Data.IntPrjfolder\Areas.IntArea\KOTA.ElmArea | 0 | 0 | 0 | 1746341094 | 0 | 0 | 0 | 0 | 0 | 0 | 0 | 0 | 1 | 0 | 0 | 0 | 0 | 0 | 0 | 0 | 0 | Bus195 | ["Vertical in metal enclosure"] | -2 | 0 | 0 | 0 | 0 | 0 | 1 | 0 | 0 | 0 | 0 | 3 | 1970-01-01T00:00:00Z | 0 | 0 | Network Model.IntPrjfolder\Network Data.IntPrjfolder\Main Grid.ElmNet | Network Model.IntPrjfolder\Network Data.IntPrjfolder\Main Grid.ElmNet | 0 | Bus195 | 0 | 0 | 0 | MAN | 0 | 0 | 0 | 0 | 0 | 0 | 5 | -5 | vcb | 0 | 0 | 0 | 1746599794 | 0 | 0 | 0 | 0 | 1 | 0 | 0 | 0 | 0 | 0 | 0 | 0 | 1 | 1 | 0 | -1 | 0 | 0 | 0 | 0 | 0 | 0 | -1 | 0 | 3 | 0 | Bus195 | 0 | 0 | 3 | 4905434 | Network Model.IntPrjfolder\Network Data.IntPrjfolder\Areas.IntArea\KOTA.ElmArea | 4905050 | 4294967294 | 0 | 0 | 0 | 12 | 1 | 6 | 12 | 0.4 | 0 | 0
Bus41 | Network Model.IntPrjfolder\Network Data.IntPrjfolder\Main Grid.ElmNet\Bus41.ElmTerm | 0 | Network Model.IntPrjfolder\Network Data.IntPrjfolder\Main Grid.ElmNet | 20 | 1 | 0 | 0 | 11.547 | 1 | 1.05 | 0 | 0 | Network Model.IntPrjfolder\Network Data.IntPrjfolder\Areas.IntArea\KOTA.ElmArea | 0 | 0 | 0 | 1746341155 | 0 | 0 | 0 | 0 | 0 | 0 | 0 | 0 | 1 | 0 | 0 | 0 | 0 | 0 | 0 | 0 | 0 | Bus41 | ["Vertical in metal enclosure"] | -2 | 0 | 0 | 0 | 0 | 0 | 1 | 0 | 0 | 0 | 0 | 3 | 1970-01-01T00:00:00Z | 0 | 0 | Network Model.IntPrjfolder\Network Data.IntPrjfolder\Main Grid.ElmNet | Network Model.IntPrjfolder\Network Data.IntPrjfolder\Main Grid.ElmNet | 0 | Bus41 | 0 | 0 | 0 | MAN | 0 | 0 | 0 | 0 | 0 | 0 | 5 | -5 | vcb | 0 | 0 | 0 | 1746599794 | 0 | 0 | 0 | 0 | 1 | 0 | 0 | 0 | 0 | 0 | 0 | 0 | 1 | 1 | 0 | -1 | 0 | 0 | 0 | 0 | 0 | 0 | -1 | 0 | 3 | 0 | Bus41 | 0 | 0 | 3 | 4905448 | Network Model.IntPrjfolder\Network Data.IntPrjfolder\Areas.IntArea\KOTA.ElmArea | 4905050 | 4294967294 | 0 | 0 | 0 | 12 | 1 | 6 | 12 | 20 | 0 | 0
Bus40 | Network Model.IntPrjfolder\Network Data.IntPrjfolder\Main Grid.ElmNet\Bus40.ElmTerm | 0 | Network Model.IntPrjfolder\Network Data.IntPrjfolder\Main Grid.ElmNet | 0.4 | 1 | 0 | 0 | 0.23094 | 1 | 1.05 | 0 | 0 | Network Model.IntPrjfolder\Network Data.IntPrjfolder\Areas.IntArea\KOTA.ElmArea | 0 | 0 | 0 | 1746341239 | 0 | 0 | 0 | 0 | 0 | 0 | 0 | 0 | 1 | 0 | 0 | 0 | 0 | 0 | 0 | 0 | 0 | Bus40 | ["Vertical in metal enclosure"] | -2 | 0 | 0 | 0 | 0 | 0 | 1 | 0 | 0 | 0 | 0 | 3 | 1970-01-01T00:00:00Z | 0 | 0 | Network Model.IntPrjfolder\Network Data.IntPrjfolder\Main Grid.ElmNet | Network Model.IntPrjfolder\Network Data.IntPrjfolder\Main Grid.ElmNet | 0 | Bus40 | 0 | 0 | 0 | MAN | 0 | 0 | 0 | 0 | 0 | 0 | 5 | -5 | vcb | 0 | 0 | 0 | 1746599794 | 0 | 0 | 0 | 0 | 1 | 0 | 0 | 0 | 0 | 0 | 0 | 0 | 1 | 1 | 0 | -1 | 0 | 0 | 0 | 0 | 0 | 0 | -1 | 0 | 3 | 0 | Bus40 | 0 | 0 | 3 | 4905457 | Network Model.IntPrjfolder\Network Data.IntPrjfolder\Areas.IntArea\KOTA.ElmArea | 4905050 | 4294967294 | 0 | 0 | 0 | 12 | 1 | 6 | 12 | 0.4 | 0 | 0
Bus198 | Network Model.IntPrjfolder\Network Data.IntPrjfolder\Main Grid.ElmNet\Bus198.ElmTerm | 0 | Network Model.IntPrjfolder\Network Data.IntPrjfolder\Main Grid.ElmNet | 20 | 1 | 0 | 0 | 11.547 | 1 | 1.05 | 0 | 0 | Network Model.IntPrjfolder\Network Data.IntPrjfolder\Areas.IntArea\KOTA.ElmArea | 0 | 0 | 0 | 1746341311 | 0 | 0 | 0 | 0 | 0 | 0 | 0 | 0 | 1 | 0 | 0 | 0 | 0 | 0 | 0 | 0 | 0 | Bus198 | ["Vertical in metal enclosure"] | -2 | 0 | 0 | 0 | 0 | 0 | 1 | 0 | 0 | 0 | 0 | 3 | 1970-01-01T00:00:00Z | 0 | 0 | Network Model.IntPrjfolder\Network Data.IntPrjfolder\Main Grid.ElmNet | Network Model.IntPrjfolder\Network Data.IntPrjfolder\Main Grid.ElmNet | 0 | Bus198 | 0 | 0 | 0 | MAN | 0 | 0 | 0 | 0 | 0 | 0 | 5 | -5 | vcb | 0 | 0 | 0 | 1746599794 | 0 | 0 | 0 | 0 | 1 | 0 | 0 | 0 | 0 | 0 | 0 | 0 | 1 | 1 | 0 | -1 | 0 | 0 | 0 | 0 | 0 | 0 | -1 | 0 | 3 | 0 | Bus198 | 0 | 0 | 3 | 4905471 | Network Model.IntPrjfolder\Network Data.IntPrjfolder\Areas.IntArea\KOTA.ElmArea | 4905050 | 4294967294 | 0 | 0 | 0 | 12 | 1 | 6 | 12 | 20 | 0 | 0
Bus197 | Network Model.IntPrjfolder\Network Data.IntPrjfolder\Main Grid.ElmNet\Bus197.ElmTerm | 0 | Network Model.IntPrjfolder\Network Data.IntPrjfolder\Main Grid.ElmNet | 0.4 | 1 | 0 | 0 | 0.23094 | 1 | 1.05 | 0 | 0 | Network Model.IntPrjfolder\Network Data.IntPrjfolder\Areas.IntArea\KOTA.ElmArea | 0 | 0 | 0 | 1746341348 | 0 | 0 | 0 | 0 | 0 | 0 | 0 | 0 | 1 | 0 | 0 | 0 | 0 | 0 | 0 | 0 | 0 | Bus197 | ["Vertical in metal enclosure"] | -2 | 0 | 0 | 0 | 0 | 0 | 1 | 0 | 0 | 0 | 0 | 3 | 1970-01-01T00:00:00Z | 0 | 0 | Network Model.IntPrjfolder\Network Data.IntPrjfolder\Main Grid.ElmNet | Network Model.IntPrjfolder\Network Data.IntPrjfolder\Main Grid.ElmNet | 0 | Bus197 | 0 | 0 | 0 | MAN | 0 | 0 | 0 | 0 | 0 | 0 | 5 | -5 | vcb | 0 | 0 | 0 | 1746599794 | 0 | 0 | 0 | 0 | 1 | 0 | 0 | 0 | 0 | 0 | 0 | 0 | 1 | 1 | 0 | -1 | 0 | 0 | 0 | 0 | 0 | 0 | -1 | 0 | 3 | 0 | Bus197 | 0 | 0 | 3 | 4905480 | Network Model.IntPrjfolder\Network Data.IntPrjfolder\Areas.IntArea\KOTA.ElmArea | 4905050 | 4294967294 | 0 | 0 | 0 | 12 | 1 | 6 | 12 | 0.4 | 0 | 0
Bus43 | Network Model.IntPrjfolder\Network Data.IntPrjfolder\Main Grid.ElmNet\Bus43.ElmTerm | 0 | Network Model.IntPrjfolder\Network Data.IntPrjfolder\Main Grid.ElmNet | 20 | 0 | 0 | 0 | 11.547 | 1 | 1.05 | 0 | 0 | Network Model.IntPrjfolder\Network Data.IntPrjfolder\Areas.IntArea\KOTA.ElmArea | 0 | 0 | 0 | 1746341495 | 0 | 0 | 0 | 0 | 0 | 0 | 0 | 0 | 1 | 0 | 0 | 0 | 0 | 0 | 0 | 0 | 0 | Bus43 | ["Vertical in metal enclosure"] | -2 | 0 | 0 | 0 | 0 | 0 | 1 | 0 | 0 | 0 | 0 | 3 | 1970-01-01T00:00:00Z | 0 | 0 | Network Model.IntPrjfolder\Network Data.IntPrjfolder\Main Grid.ElmNet | Network Model.IntPrjfolder\Network Data.IntPrjfolder\Main Grid.ElmNet | 0 | Bus43 | 0 | 0 | 0 | MAN | 0 | 0 | 0 | 0 | 0 | 0 | 5 | -5 | vcb | 0 | 0 | 0 | 1746599794 | 0 | 0 | 0 | 0 | 1 | 0 | 0 | 0 | 0 | 0 | 0 | 0 | 1 | 1 | 0 | -1 | 0 | 0 | 0 | 0 | 0 | 0 | -1 | 0 | 3 | 0 | Bus43 | 0 | 0 | 3 | 4905495 | Network Model.IntPrjfolder\Network Data.IntPrjfolder\Areas.IntArea\KOTA.ElmArea | 4905050 | 4294967294 | 0 | 0 | 0 | 12 | 1 | 6 | 12 | 20 | 0 | 0
Bus49 | Network Model.IntPrjfolder\Network Data.IntPrjfolder\Main Grid.ElmNet\Bus49.ElmTerm | 0 | Network Model.IntPrjfolder\Network Data.IntPrjfolder\Main Grid.ElmNet | 20 | 1 | 0 | 0 | 11.547 | 1 | 1.05 | 0 | 0 | Network Model.IntPrjfolder\Network Data.IntPrjfolder\Areas.IntArea\KOTA.ElmArea | 0 | 0 | 0 | 1746341562 | 0 | 0 | 0 | 0 | 0 | 0 | 0 | 0 | 1 | 0 | 0 | 0 | 0 | 0 | 0 | 0 | 0 | Bus49 | ["Vertical in metal enclosure"] | -2 | 0 | 0 | 0 | 0 | 0 | 1 | 0 | 0 | 0 | 0 | 3 | 1970-01-01T00:00:00Z | 0 | 0 | Network Model.IntPrjfolder\Network Data.IntPrjfolder\Main Grid.ElmNet | Network Model.IntPrjfolder\Network Data.IntPrjfolder\Main Grid.ElmNet | 0 | Bus49 | 0 | 0 | 0 | MAN | 0 | 0 | 0 | 0 | 0 | 0 | 5 | -5 | vcb | 0 | 0 | 0 | 1746599794 | 0 | 0 | 0 | 0 | 1 | 0 | 0 | 0 | 0 | 0 | 0 | 0 | 1 | 1 | 0 | -1 | 0 | 0 | 0 | 0 | 0 | 0 | -1 | 0 | 3 | 0 | Bus49 | 0 | 0 | 3 | 4905506 | Network Model.IntPrjfolder\Network Data.IntPrjfolder\Areas.IntArea\KOTA.ElmArea | 4905050 | 4294967294 | 0 | 0 | 0 | 12 | 1 | 6 | 12 | 20 | 0 | 0
Bus50 | Network Model.IntPrjfolder\Network Data.IntPrjfolder\Main Grid.ElmNet\Bus50.ElmTerm | 0 | Network Model.IntPrjfolder\Network Data.IntPrjfolder\Main Grid.ElmNet | 20 | 1 | 0 | 0 | 11.547 | 1 | 1.05 | 0 | 0 | Network Model.IntPrjfolder\Network Data.IntPrjfolder\Areas.IntArea\KOTA.ElmArea | 0 | 0 | 0 | 1746341567 | 0 | 0 | 0 | 0 | 0 | 0 | 0 | 0 | 1 | 0 | 0 | 0 | 0 | 0 | 0 | 0 | 0 | Bus50 | ["Vertical in metal enclosure"] | -2 | 0 | 0 | 0 | 0 | 0 | 1 | 0 | 0 | 0 | 0 | 3 | 1970-01-01T00:00:00Z | 0 | 0 | Network Model.IntPrjfolder\Network Data.IntPrjfolder\Main Grid.ElmNet | Network Model.IntPrjfolder\Network Data.IntPrjfolder\Main Grid.ElmNet | 0 | Bus50 | 0 | 0 | 0 | MAN | 0 | 0 | 0 | 0 | 0 | 0 | 5 | -5 | vcb | 0 | 0 | 0 | 1746599794 | 0 | 0 | 0 | 0 | 1 | 0 | 0 | 0 | 0 | 0 | 0 | 0 | 1 | 1 | 0 | -1 | 0 | 0 | 0 | 0 | 0 | 0 | -1 | 0 | 3 | 0 | Bus50 | 0 | 0 | 3 | 4905508 | Network Model.IntPrjfolder\Network Data.IntPrjfolder\Areas.IntArea\KOTA.ElmArea | 4905050 | 4294967294 | 0 | 0 | 0 | 12 | 1 | 6 | 12 | 20 | 0 | 0
Bus202 | Network Model.IntPrjfolder\Network Data.IntPrjfolder\Main Grid.ElmNet\Bus202.ElmTerm | 0 | Network Model.IntPrjfolder\Network Data.IntPrjfolder\Main Grid.ElmNet | 20 | 1 | 0 | 0 | 11.547 | 1 | 1.05 | 0 | 0 | Network Model.IntPrjfolder\Network Data.IntPrjfolder\Areas.IntArea\KOTA.ElmArea | 0 | 0 | 0 | 1746341569 | 0 | 0 | 0 | 0 | 0 | 0 | 0 | 0 | 1 | 0 | 0 | 0 | 0 | 0 | 0 | 0 | 0 | Bus202 | ["Vertical in metal enclosure"] | -2 | 0 | 0 | 0 | 0 | 0 | 1 | 0 | 0 | 0 | 0 | 3 | 1970-01-01T00:00:00Z | 0 | 0 | Network Model.IntPrjfolder\Network Data.IntPrjfolder\Main Grid.ElmNet | Network Model.IntPrjfolder\Network Data.IntPrjfolder\Main Grid.ElmNet | 0 | Bus202 | 0 | 0 | 0 | MAN | 0 | 0 | 0 | 0 | 0 | 0 | 5 | -5 | vcb | 0 | 0 | 0 | 1746599794 | 0 | 0 | 0 | 0 | 1 | 0 | 0 | 0 | 0 | 0 | 0 | 0 | 1 | 1 | 0 | -1 | 0 | 0 | 0 | 0 | 0 | 0 | -1 | 0 | 3 | 0 | Bus202 | 0 | 0 | 3 | 4905510 | Network Model.IntPrjfolder\Network Data.IntPrjfolder\Areas.IntArea\KOTA.ElmArea | 4905050 | 4294967294 | 0 | 0 | 0 | 12 | 1 | 6 | 12 | 20 | 0 | 0
Bus205 | Network Model.IntPrjfolder\Network Data.IntPrjfolder\Main Grid.ElmNet\Bus205.ElmTerm | 0 | Network Model.IntPrjfolder\Network Data.IntPrjfolder\Main Grid.ElmNet | 20 | 1 | 0 | 0 | 11.547 | 1 | 1.05 | 0 | 0 | Network Model.IntPrjfolder\Network Data.IntPrjfolder\Areas.IntArea\KOTA.ElmArea | 0 | 0 | 0 | 1746341570 | 0 | 0 | 0 | 0 | 0 | 0 | 0 | 0 | 1 | 0 | 0 | 0 | 0 | 0 | 0 | 0 | 0 | Bus205 | ["Vertical in metal enclosure"] | -2 | 0 | 0 | 0 | 0 | 0 | 1 | 0 | 0 | 0 | 0 | 3 | 1970-01-01T00:00:00Z | 0 | 0 | Network Model.IntPrjfolder\Network Data.IntPrjfolder\Main Grid.ElmNet | Network Model.IntPrjfolder\Network Data.IntPrjfolder\Main Grid.ElmNet | 0 | Bus205 | 0 | 0 | 0 | MAN | 0 | 0 | 0 | 0 | 0 | 0 | 5 | -5 | vcb | 0 | 0 | 0 | 1746599794 | 0 | 0 | 0 | 0 | 1 | 0 | 0 | 0 | 0 | 0 | 0 | 0 | 1 | 1 | 0 | -1 | 0 | 0 | 0 | 0 | 0 | 0 | -1 | 0 | 3 | 0 | Bus205 | 0 | 0 | 3 | 4905512 | Network Model.IntPrjfolder\Network Data.IntPrjfolder\Areas.IntArea\KOTA.ElmArea | 4905050 | 4294967294 | 0 | 0 | 0 | 12 | 1 | 6 | 12 | 20 | 0 | 0
Bus201 | Network Model.IntPrjfolder\Network Data.IntPrjfolder\Main Grid.ElmNet\Bus201.ElmTerm | 0 | Network Model.IntPrjfolder\Network Data.IntPrjfolder\Main Grid.ElmNet | 20 | 1 | 0 | 0 | 11.547 | 1 | 1.05 | 0 | 0 | Network Model.IntPrjfolder\Network Data.IntPrjfolder\Areas.IntArea\KOTA.ElmArea | 0 | 0 | 0 | 1746341610 | 0 | 0 | 0 | 0 | 0 | 0 | 0 | 0 | 1 | 0 | 0 | 0 | 0 | 0 | 0 | 0 | 0 | Bus201 | ["Vertical in metal enclosure"] | -2 | 0 | 0 | 0 | 0 | 0 | 1 | 0 | 0 | 0 | 0 | 3 | 1970-01-01T00:00:00Z | 0 | 0 | Network Model.IntPrjfolder\Network Data.IntPrjfolder\Main Grid.ElmNet | Network Model.IntPrjfolder\Network Data.IntPrjfolder\Main Grid.ElmNet | 0 | Bus201 | 0 | 0 | 0 | MAN | 0 | 0 | 0 | 0 | 0 | 0 | 5 | -5 | vcb | 0 | 0 | 0 | 1746599794 | 0 | 0 | 0 | 0 | 1 | 0 | 0 | 0 | 0 | 0 | 0 | 0 | 1 | 1 | 0 | -1 | 0 | 0 | 0 | 0 | 0 | 0 | -1 | 0 | 3 | 0 | Bus201 | 0 | 0 | 3 | 4905514 | Network Model.IntPrjfolder\Network Data.IntPrjfolder\Areas.IntArea\KOTA.ElmArea | 4905050 | 4294967294 | 0 | 0 | 0 | 12 | 1 | 6 | 12 | 20 | 0 | 0
Bus45 | Network Model.IntPrjfolder\Network Data.IntPrjfolder\Main Grid.ElmNet\Bus45.ElmTerm | 0 | Network Model.IntPrjfolder\Network Data.IntPrjfolder\Main Grid.ElmNet | 0.4 | 1 | 0 | 0 | 0.23094 | 1 | 1.05 | 0 | 0 | Network Model.IntPrjfolder\Network Data.IntPrjfolder\Areas.IntArea\KOTA.ElmArea | 0 | 0 | 0 | 1746341776 | 0 | 0 | 0 | 0 | 0 | 0 | 0 | 0 | 1 | 0 | 0 | 0 | 0 | 0 | 0 | 0 | 0 | Bus45 | ["Vertical in metal enclosure"] | -2 | 0 | 0 | 0 | 0 | 0 | 1 | 0 | 0 | 0 | 0 | 3 | 1970-01-01T00:00:00Z | 0 | 0 | Network Model.IntPrjfolder\Network Data.IntPrjfolder\Main Grid.ElmNet | Network Model.IntPrjfolder\Network Data.IntPrjfolder\Main Grid.ElmNet | 0 | Bus45 | 0 | 0 | 0 | MAN | 0 | 0 | 0 | 0 | 0 | 0 | 5 | -5 | vcb | 0 | 0 | 0 | 1746599794 | 0 | 0 | 0 | 0 | 1 | 0 | 0 | 0 | 0 | 0 | 0 | 0 | 1 | 1 | 0 | -1 | 0 | 0 | 0 | 0 | 0 | 0 | -1 | 0 | 3 | 0 | Bus45 | 0 | 0 | 3 | 4905552 | Network Model.IntPrjfolder\Network Data.IntPrjfolder\Areas.IntArea\KOTA.ElmArea | 4905050 | 4294967294 | 0 | 0 | 0 | 12 | 1 | 6 | 12 | 0.4 | 0 | 0
Bus47 | Network Model.IntPrjfolder\Network Data.IntPrjfolder\Main Grid.ElmNet\Bus47.ElmTerm | 0 | Network Model.IntPrjfolder\Network Data.IntPrjfolder\Main Grid.ElmNet | 0.4 | 1 | 0 | 0 | 0.23094 | 1 | 1.05 | 0 | 0 | Network Model.IntPrjfolder\Network Data.IntPrjfolder\Areas.IntArea\KOTA.ElmArea | 0 | 0 | 0 | 1746341778 | 0 | 0 | 0 | 0 | 0 | 0 | 0 | 0 | 1 | 0 | 0 | 0 | 0 | 0 | 0 | 0 | 0 | Bus47 | ["Vertical in metal enclosure"] | -2 | 0 | 0 | 0 | 0 | 0 | 1 | 0 | 0 | 0 | 0 | 3 | 1970-01-01T00:00:00Z | 0 | 0 | Network Model.IntPrjfolder\Network Data.IntPrjfolder\Main Grid.ElmNet | Network Model.IntPrjfolder\Network Data.IntPrjfolder\Main Grid.ElmNet | 0 | Bus47 | 0 | 0 | 0 | MAN | 0 | 0 | 0 | 0 | 0 | 0 | 5 | -5 | vcb | 0 | 0 | 0 | 1746599794 | 0 | 0 | 0 | 0 | 1 | 0 | 0 | 0 | 0 | 0 | 0 | 0 | 1 | 1 | 0 | -1 | 0 | 0 | 0 | 0 | 0 | 0 | -1 | 0 | 3 | 0 | Bus47 | 0 | 0 | 3 | 4905554 | Network Model.IntPrjfolder\Network Data.IntPrjfolder\Areas.IntArea\KOTA.ElmArea | 4905050 | 4294967294 | 0 | 0 | 0 | 12 | 1 | 6 | 12 | 0.4 | 0 | 0
Bus200 | Network Model.IntPrjfolder\Network Data.IntPrjfolder\Main Grid.ElmNet\Bus200.ElmTerm | 0 | Network Model.IntPrjfolder\Network Data.IntPrjfolder\Main Grid.ElmNet | 0.4 | 1 | 0 | 0 | 0.23094 | 1 | 1.05 | 0 | 0 | Network Model.IntPrjfolder\Network Data.IntPrjfolder\Areas.IntArea\KOTA.ElmArea | 0 | 0 | 0 | 1746341780 | 0 | 0 | 0 | 0 | 0 | 0 | 0 | 0 | 1 | 0 | 0 | 0 | 0 | 0 | 0 | 0 | 0 | Bus200 | ["Vertical in metal enclosure"] | -2 | 0 | 0 | 0 | 0 | 0 | 1 | 0 | 0 | 0 | 0 | 3 | 1970-01-01T00:00:00Z | 0 | 0 | Network Model.IntPrjfolder\Network Data.IntPrjfolder\Main Grid.ElmNet | Network Model.IntPrjfolder\Network Data.IntPrjfolder\Main Grid.ElmNet | 0 | Bus200 | 0 | 0 | 0 | MAN | 0 | 0 | 0 | 0 | 0 | 0 | 5 | -5 | vcb | 0 | 0 | 0 | 1746599794 | 0 | 0 | 0 | 0 | 1 | 0 | 0 | 0 | 0 | 0 | 0 | 0 | 1 | 1 | 0 | -1 | 0 | 0 | 0 | 0 | 0 | 0 | -1 | 0 | 3 | 0 | Bus200 | 0 | 0 | 3 | 4905556 | Network Model.IntPrjfolder\Network Data.IntPrjfolder\Areas.IntArea\KOTA.ElmArea | 4905050 | 4294967294 | 0 | 0 | 0 | 12 | 1 | 6 | 12 | 0.4 | 0 | 0
Bus204 | Network Model.IntPrjfolder\Network Data.IntPrjfolder\Main Grid.ElmNet\Bus204.ElmTerm | 0 | Network Model.IntPrjfolder\Network Data.IntPrjfolder\Main Grid.ElmNet | 0.4 | 1 | 0 | 0 | 0.23094 | 1 | 1.05 | 0 | 0 | Network Model.IntPrjfolder\Network Data.IntPrjfolder\Areas.IntArea\KOTA.ElmArea | 0 | 0 | 0 | 1746341781 | 0 | 0 | 0 | 0 | 0 | 0 | 0 | 0 | 1 | 0 | 0 | 0 | 0 | 0 | 0 | 0 | 0 | Bus204 | ["Vertical in metal enclosure"] | -2 | 0 | 0 | 0 | 0 | 0 | 1 | 0 | 0 | 0 | 0 | 3 | 1970-01-01T00:00:00Z | 0 | 0 | Network Model.IntPrjfolder\Network Data.IntPrjfolder\Main Grid.ElmNet | Network Model.IntPrjfolder\Network Data.IntPrjfolder\Main Grid.ElmNet | 0 | Bus204 | 0 | 0 | 0 | MAN | 0 | 0 | 0 | 0 | 0 | 0 | 5 | -5 | vcb | 0 | 0 | 0 | 1746599794 | 0 | 0 | 0 | 0 | 1 | 0 | 0 | 0 | 0 | 0 | 0 | 0 | 1 | 1 | 0 | -1 | 0 | 0 | 0 | 0 | 0 | 0 | -1 | 0 | 3 | 0 | Bus204 | 0 | 0 | 3 | 4905558 | Network Model.IntPrjfolder\Network Data.IntPrjfolder\Areas.IntArea\KOTA.ElmArea | 4905050 | 4294967294 | 0 | 0 | 0 | 12 | 1 | 6 | 12 | 0.4 | 0 | 0
Bus63 | Network Model.IntPrjfolder\Network Data.IntPrjfolder\Main Grid.ElmNet\Bus63.ElmTerm | 0 | Network Model.IntPrjfolder\Network Data.IntPrjfolder\Main Grid.ElmNet | 20 | 1 | 0 | 0 | 11.547 | 1 | 1.05 | 0 | 0 | Network Model.IntPrjfolder\Network Data.IntPrjfolder\Areas.IntArea\KOTA.ElmArea | 0 | 0 | 0 | 1746341950 | 0 | 0 | 0 | 0 | 0 | 0 | 0 | 0 | 1 | 0 | 0 | 0 | 0 | 0 | 0 | 0 | 0 | Bus63 | ["Vertical in metal enclosure"] | -2 | 0 | 0 | 0 | 0 | 0 | 1 | 0 | 0 | 0 | 0 | 3 | 1970-01-01T00:00:00Z | 0 | 0 | Network Model.IntPrjfolder\Network Data.IntPrjfolder\Main Grid.ElmNet | Network Model.IntPrjfolder\Network Data.IntPrjfolder\Main Grid.ElmNet | 0 | Bus63 | 0 | 0 | 0 | MAN | 0 | 0 | 0 | 0 | 0 | 0 | 5 | -5 | vcb | 0 | 0 | 0 | 1746599794 | 0 | 0 | 0 | 0 | 1 | 0 | 0 | 0 | 0 | 0 | 0 | 0 | 1 | 1 | 0 | -1 | 0 | 0 | 0 | 0 | 0 | 0 | -1 | 0 | 3 | 0 | Bus63 | 0 | 0 | 3 | 4905609 | Network Model.IntPrjfolder\Network Data.IntPrjfolder\Areas.IntArea\KOTA.ElmArea | 4905050 | 4294967294 | 0 | 0 | 0 | 12 | 1 | 6 | 12 | 20 | 0 | 0
Bus62 | Network Model.IntPrjfolder\Network Data.IntPrjfolder\Main Grid.ElmNet\Bus62.ElmTerm | 0 | Network Model.IntPrjfolder\Network Data.IntPrjfolder\Main Grid.ElmNet | 0.4 | 0 | 0 | 0 | 0.23094 | 1 | 1.05 | 0 | 0 | Network Model.IntPrjfolder\Network Data.IntPrjfolder\Areas.IntArea\KOTA.ElmArea | 0 | 0 | 0 | 1746341991 | 0 | 0 | 0 | 0 | 0 | 0 | 0 | 0 | 1 | 0 | 0 | 0 | 0 | 0 | 0 | 0 | 0 | Bus62 | ["Vertical in metal enclosure"] | -2 | 0 | 0 | 0 | 0 | 0 | 1 | 0 | 0 | 0 | 0 | 3 | 1970-01-01T00:00:00Z | 0 | 0 | Network Model.IntPrjfolder\Network Data.IntPrjfolder\Main Grid.ElmNet | Network Model.IntPrjfolder\Network Data.IntPrjfolder\Main Grid.ElmNet | 0 | Bus62 | 0 | 0 | 0 | MAN | 0 | 0 | 0 | 0 | 0 | 0 | 5 | -5 | vcb | 0 | 0 | 0 | 1746599794 | 0 | 0 | 0 | 0 | 1 | 0 | 0 | 0 | 0 | 0 | 0 | 0 | 1 | 1 | 0 | -1 | 0 | 0 | 0 | 0 | 0 | 0 | -1 | 0 | 3 | 0 | Bus62 | 0 | 0 | 3 | 4905619 | Network Model.IntPrjfolder\Network Data.IntPrjfolder\Areas.IntArea\KOTA.ElmArea | 4905050 | 4294967294 | 0 | 0 | 0 | 12 | 1 | 6 | 12 | 0.4 | 0 | 0
Terminal(8) | Network Model.IntPrjfolder\Network Data.IntPrjfolder\Main Grid.ElmNet\Terminal(8).ElmTerm | 0 | Network Model.IntPrjfolder\Network Data.IntPrjfolder\Main Grid.ElmNet | 20 | 1 | 0 | 0 | 11.547 | 1 | 1.05 | 0 | 0 | Network Model.IntPrjfolder\Network Data.IntPrjfolder\Areas.IntArea\KOTA.ElmArea | 0 | 0 | 0 | 1746342077 | 0 | 0 | 0 | 0 | 0 | 0 | 0 | 0 | 1 | 0 | 0 | 0 | 0 | 0 | 0 | 0 | 0 | Terminal(8) | ["Vertical in metal enclosure"] | -2 | 0 | 0 | 0 | 0 | 0 | 1 | 0 | 0 | 0 | 0 | 3 | 1970-01-01T00:00:00Z | 0 | 0 | Network Model.IntPrjfolder\Network Data.IntPrjfolder\Main Grid.ElmNet | Network Model.IntPrjfolder\Network Data.IntPrjfolder\Main Grid.ElmNet | 0 | Terminal(8) | 0 | 0 | 0 | MAN | 0 | 0 | 0 | 0 | 0 | 0 | 5 | -5 | vcb | 0 | 0 | 0 | 1746599794 | 0 | 0 | 0 | 0 | 1 | 0 | 0 | 0 | 0 | 0 | 0 | 0 | 1 | 1 | 0 | -1 | 0 | 0 | 0 | 0 | 0 | 0 | -1 | 0 | 3 | 0 | Terminal(8) | 0 | 0 | 3 | 4905635 | Network Model.IntPrjfolder\Network Data.IntPrjfolder\Areas.IntArea\KOTA.ElmArea | 4905050 | 4294967294 | 0 | 0 | 0 | 12 | 1 | 6 | 12 | 20 | 0 | 0
Bus44 | Network Model.IntPrjfolder\Network Data.IntPrjfolder\Main Grid.ElmNet\Bus44.ElmTerm | 0 | Network Model.IntPrjfolder\Network Data.IntPrjfolder\Main Grid.ElmNet | 20 | 1 | 0 | 0 | 11.547 | 1 | 1.05 | 0 | 0 | Network Model.IntPrjfolder\Network Data.IntPrjfolder\Areas.IntArea\KOTA.ElmArea | 0 | 0 | 0 | 1746342122 | 0 | 0 | 0 | 0 | 0 | 0 | 0 | 0 | 1 | 0 | 0 | 0 | 0 | 0 | 0 | 0 | 0 | Bus44 | ["Vertical in metal enclosure"] | -2 | 0 | 0 | 0 | 0 | 0 | 1 | 0 | 0 | 0 | 0 | 3 | 1970-01-01T00:00:00Z | 0 | 0 | Network Model.IntPrjfolder\Network Data.IntPrjfolder\Main Grid.ElmNet | Network Model.IntPrjfolder\Network Data.IntPrjfolder\Main Grid.ElmNet | 0 | Bus44 | 0 | 0 | 0 | MAN | 0 | 0 | 0 | 0 | 0 | 0 | 5 | -5 | vcb | 0 | 0 | 0 | 1746599794 | 0 | 0 | 0 | 0 | 1 | 0 | 0 | 0 | 0 | 0 | 0 | 0 | 1 | 1 | 0 | -1 | 0 | 0 | 0 | 0 | 0 | 0 | -1 | 0 | 3 | 0 | Bus44 | 0 | 0 | 3 | 4905644 | Network Model.IntPrjfolder\Network Data.IntPrjfolder\Areas.IntArea\KOTA.ElmArea | 4905050 | 4294967294 | 0 | 0 | 0 | 12 | 1 | 6 | 12 | 20 | 0 | 0
Bus206 | Network Model.IntPrjfolder\Network Data.IntPrjfolder\Main Grid.ElmNet\Bus206.ElmTerm | 0 | Network Model.IntPrjfolder\Network Data.IntPrjfolder\Main Grid.ElmNet | 20 | 1 | 0 | 0 | 11.547 | 1 | 1.05 | 0 | 0 | Network Model.IntPrjfolder\Network Data.IntPrjfolder\Areas.IntArea\KOTA.ElmArea | 0 | 0 | 0 | 1746342174 | 0 | 0 | 0 | 0 | 0 | 0 | 0 | 0 | 1 | 0 | 0 | 0 | 0 | 0 | 0 | 0 | 0 | Bus206 | ["Vertical in metal enclosure"] | -2 | 0 | 0 | 0 | 0 | 0 | 1 | 0 | 0 | 0 | 0 | 3 | 1970-01-01T00:00:00Z | 0 | 0 | Network Model.IntPrjfolder\Network Data.IntPrjfolder\Main Grid.ElmNet | Network Model.IntPrjfolder\Network Data.IntPrjfolder\Main Grid.ElmNet | 0 | Bus206 | 0 | 0 | 0 | MAN | 0 | 0 | 0 | 0 | 0 | 0 | 5 | -5 | vcb | 0 | 0 | 0 | 1746599794 | 0 | 0 | 0 | 0 | 1 | 0 | 0 | 0 | 0 | 0 | 0 | 0 | 1 | 1 | 0 | -1 | 0 | 0 | 0 | 0 | 0 | 0 | -1 | 0 | 3 | 0 | Bus206 | 0 | 0 | 3 | 4905653 | Network Model.IntPrjfolder\Network Data.IntPrjfolder\Areas.IntArea\KOTA.ElmArea | 4905050 | 4294967294 | 0 | 0 | 0 | 12 | 1 | 6 | 12 | 20 | 0 | 0
Bus66 | Network Model.IntPrjfolder\Network Data.IntPrjfolder\Main Grid.ElmNet\Bus66.ElmTerm | 0 | Network Model.IntPrjfolder\Network Data.IntPrjfolder\Main Grid.ElmNet | 0.4 | 0 | 0 | 0 | 0.23094 | 1 | 1.05 | 0 | 0 | Network Model.IntPrjfolder\Network Data.IntPrjfolder\Areas.IntArea\KOTA.ElmArea | 0 | 0 | 0 | 1746342213 | 0 | 0 | 0 | 0 | 0 | 0 | 0 | 0 | 1 | 0 | 0 | 0 | 0 | 0 | 0 | 0 | 0 | Bus66 | ["Vertical in metal enclosure"] | -2 | 0 | 0 | 0 | 0 | 0 | 1 | 0 | 0 | 0 | 0 | 3 | 1970-01-01T00:00:00Z | 0 | 0 | Network Model.IntPrjfolder\Network Data.IntPrjfolder\Main Grid.ElmNet | Network Model.IntPrjfolder\Network Data.IntPrjfolder\Main Grid.ElmNet | 0 | Bus66 | 0 | 0 | 0 | MAN | 0 | 0 | 0 | 0 | 0 | 0 | 5 | -5 | vcb | 0 | 0 | 0 | 1746599794 | 0 | 0 | 0 | 0 | 1 | 0 | 0 | 0 | 0 | 0 | 0 | 0 | 1 | 1 | 0 | -1 | 0 | 0 | 0 | 0 | 0 | 0 | -1 | 0 | 3 | 0 | Bus66 | 0 | 0 | 3 | 4905662 | Network Model.IntPrjfolder\Network Data.IntPrjfolder\Areas.IntArea\KOTA.ElmArea | 4905050 | 4294967294 | 0 | 0 | 0 | 12 | 1 | 6 | 12 | 0.4 | 0 | 0
Bus71 | Network Model.IntPrjfolder\Network Data.IntPrjfolder\Main Grid.ElmNet\Bus71.ElmTerm | 0 | Network Model.IntPrjfolder\Network Data.IntPrjfolder\Main Grid.ElmNet | 20 | 1 | 0 | 0 | 11.547 | 1 | 1.05 | 0 | 0 | Network Model.IntPrjfolder\Network Data.IntPrjfolder\Areas.IntArea\KOTA.ElmArea | 0 | 0 | 0 | 1746342250 | 0 | 0 | 0 | 0 | 0 | 0 | 0 | 0 | 1 | 0 | 0 | 0 | 0 | 0 | 0 | 0 | 0 | Bus71 | ["Vertical in metal enclosure"] | -2 | 0 | 0 | 0 | 0 | 0 | 1 | 0 | 0 | 0 | 0 | 3 | 1970-01-01T00:00:00Z | 0 | 0 | Network Model.IntPrjfolder\Network Data.IntPrjfolder\Main Grid.ElmNet | Network Model.IntPrjfolder\Network Data.IntPrjfolder\Main Grid.ElmNet | 0 | Bus71 | 0 | 0 | 0 | MAN | 0 | 0 | 0 | 0 | 0 | 0 | 5 | -5 | vcb | 0 | 0 | 0 | 1746599794 | 0 | 0 | 0 | 0 | 1 | 0 | 0 | 0 | 0 | 0 | 0 | 0 | 1 | 1 | 0 | -1 | 0 | 0 | 0 | 0 | 0 | 0 | -1 | 0 | 3 | 0 | Bus71 | 0 | 0 | 3 | 4905678 | Network Model.IntPrjfolder\Network Data.IntPrjfolder\Areas.IntArea\KOTA.ElmArea | 4905050 | 4294967294 | 0 | 0 | 0 | 12 | 1 | 6 | 12 | 20 | 0 | 0
Bus70 | Network Model.IntPrjfolder\Network Data.IntPrjfolder\Main Grid.ElmNet\Bus70.ElmTerm | 0 | Network Model.IntPrjfolder\Network Data.IntPrjfolder\Main Grid.ElmNet | 0.4 | 0 | 0 | 0 | 0.23094 | 1 | 1.05 | 0 | 0 | Network Model.IntPrjfolder\Network Data.IntPrjfolder\Areas.IntArea\KOTA.ElmArea | 0 | 0 | 0 | 1746342304 | 0 | 0 | 0 | 0 | 0 | 0 | 0 | 0 | 1 | 0 | 0 | 0 | 0 | 0 | 0 | 0 | 0 | Bus70 | ["Vertical in metal enclosure"] | -2 | 0 | 0 | 0 | 0 | 0 | 1 | 0 | 0 | 0 | 0 | 3 | 1970-01-01T00:00:00Z | 0 | 0 | Network Model.IntPrjfolder\Network Data.IntPrjfolder\Main Grid.ElmNet | Network Model.IntPrjfolder\Network Data.IntPrjfolder\Main Grid.ElmNet | 0 | Bus70 | 0 | 0 | 0 | MAN | 0 | 0 | 0 | 0 | 0 | 0 | 5 | -5 | vcb | 0 | 0 | 0 | 1746599794 | 0 | 0 | 0 | 0 | 1 | 0 | 0 | 0 | 0 | 0 | 0 | 0 | 1 | 1 | 0 | -1 | 0 | 0 | 0 | 0 | 0 | 0 | -1 | 0 | 3 | 0 | Bus70 | 0 | 0 | 3 | 4905687 | Network Model.IntPrjfolder\Network Data.IntPrjfolder\Areas.IntArea\KOTA.ElmArea | 4905050 | 4294967294 | 0 | 0 | 0 | 12 | 1 | 6 | 12 | 0.4 | 0 | 0
Bus209 | Network Model.IntPrjfolder\Network Data.IntPrjfolder\Main Grid.ElmNet\Bus209.ElmTerm | 0 | Network Model.IntPrjfolder\Network Data.IntPrjfolder\Main Grid.ElmNet | 20 | 1 | 0 | 0 | 11.547 | 1 | 1.05 | 0 | 0 | Network Model.IntPrjfolder\Network Data.IntPrjfolder\Areas.IntArea\KOTA.ElmArea | 0 | 0 | 0 | 1746342350 | 0 | 0 | 0 | 0 | 0 | 0 | 0 | 0 | 1 | 0 | 0 | 0 | 0 | 0 | 0 | 0 | 0 | Bus209 | ["Vertical in metal enclosure"] | -2 | 0 | 0 | 0 | 0 | 0 | 1 | 0 | 0 | 0 | 0 | 3 | 1970-01-01T00:00:00Z | 0 | 0 | Network Model.IntPrjfolder\Network Data.IntPrjfolder\Main Grid.ElmNet | Network Model.IntPrjfolder\Network Data.IntPrjfolder\Main Grid.ElmNet | 0 | Bus209 | 0 | 0 | 0 | MAN | 0 | 0 | 0 | 0 | 0 | 0 | 5 | -5 | vcb | 0 | 0 | 0 | 1746599794 | 0 | 0 | 0 | 0 | 1 | 0 | 0 | 0 | 0 | 0 | 0 | 0 | 1 | 1 | 0 | -1 | 0 | 0 | 0 | 0 | 0 | 0 | -1 | 0 | 3 | 0 | Bus209 | 0 | 0 | 3 | 4905703 | Network Model.IntPrjfolder\Network Data.IntPrjfolder\Areas.IntArea\KOTA.ElmArea | 4905050 | 4294967294 | 0 | 0 | 0 | 12 | 1 | 6 | 12 | 20 | 0 | 0
Bus208 | Network Model.IntPrjfolder\Network Data.IntPrjfolder\Main Grid.ElmNet\Bus208.ElmTerm | 0 | Network Model.IntPrjfolder\Network Data.IntPrjfolder\Main Grid.ElmNet | 0.4 | 0 | 0 | 0 | 0.23094 | 1 | 1.05 | 0 | 0 | Network Model.IntPrjfolder\Network Data.IntPrjfolder\Areas.IntArea\KOTA.ElmArea | 0 | 0 | 0 | 1746342401 | 0 | 0 | 0 | 0 | 0 | 0 | 0 | 0 | 1 | 0 | 0 | 0 | 0 | 0 | 0 | 0 | 0 | Bus208 | ["Vertical in metal enclosure"] | -2 | 0 | 0 | 0 | 0 | 0 | 1 | 0 | 0 | 0 | 0 | 3 | 1970-01-01T00:00:00Z | 0 | 0 | Network Model.IntPrjfolder\Network Data.IntPrjfolder\Main Grid.ElmNet | Network Model.IntPrjfolder\Network Data.IntPrjfolder\Main Grid.ElmNet | 0 | Bus208 | 0 | 0 | 0 | MAN | 0 | 0 | 0 | 0 | 0 | 0 | 5 | -5 | vcb | 0 | 0 | 0 | 1746599794 | 0 | 0 | 0 | 0 | 1 | 0 | 0 | 0 | 0 | 0 | 0 | 0 | 1 | 1 | 0 | -1 | 0 | 0 | 0 | 0 | 0 | 0 | -1 | 0 | 3 | 0 | Bus208 | 0 | 0 | 3 | 4905712 | Network Model.IntPrjfolder\Network Data.IntPrjfolder\Areas.IntArea\KOTA.ElmArea | 4905050 | 4294967294 | 0 | 0 | 0 | 12 | 1 | 6 | 12 | 0.4 | 0 | 0
Bus210 | Network Model.IntPrjfolder\Network Data.IntPrjfolder\Main Grid.ElmNet\Bus210.ElmTerm | 0 | Network Model.IntPrjfolder\Network Data.IntPrjfolder\Main Grid.ElmNet | 20 | 1 | 0 | 0 | 11.547 | 1 | 1.05 | 0 | 0 | Network Model.IntPrjfolder\Network Data.IntPrjfolder\Areas.IntArea\KOTA.ElmArea | 0 | 0 | 0 | 1746342441 | 0 | 0 | 0 | 0 | 0 | 0 | 0 | 0 | 1 | 0 | 0 | 0 | 0 | 0 | 0 | 0 | 0 | Bus210 | ["Vertical in metal enclosure"] | -2 | 0 | 0 | 0 | 0 | 0 | 1 | 0 | 0 | 0 | 0 | 3 | 1970-01-01T00:00:00Z | 0 | 0 | Network Model.IntPrjfolder\Network Data.IntPrjfolder\Main Grid.ElmNet | Network Model.IntPrjfolder\Network Data.IntPrjfolder\Main Grid.ElmNet | 0 | Bus210 | 0 | 0 | 0 | MAN | 0 | 0 | 0 | 0 | 0 | 0 | 5 | -5 | vcb | 0 | 0 | 0 | 1746599794 | 0 | 0 | 0 | 0 | 1 | 0 | 0 | 0 | 0 | 0 | 0 | 0 | 1 | 1 | 0 | -1 | 0 | 0 | 0 | 0 | 0 | 0 | -1 | 0 | 3 | 0 | Bus210 | 0 | 0 | 3 | 4905728 | Network Model.IntPrjfolder\Network Data.IntPrjfolder\Areas.IntArea\KOTA.ElmArea | 4905050 | 4294967294 | 0 | 0 | 0 | 12 | 1 | 6 | 12 | 20 | 0 | 0
Bus213 | Network Model.IntPrjfolder\Network Data.IntPrjfolder\Main Grid.ElmNet\Bus213.ElmTerm | 0 | Network Model.IntPrjfolder\Network Data.IntPrjfolder\Main Grid.ElmNet | 20 | 1 | 0 | 0 | 11.547 | 1 | 1.05 | 0 | 0 | Network Model.IntPrjfolder\Network Data.IntPrjfolder\Areas.IntArea\KOTA.ElmArea | 0 | 0 | 0 | 1746342506 | 0 | 0 | 0 | 0 | 0 | 0 | 0 | 0 | 1 | 0 | 0 | 0 | 0 | 0 | 0 | 0 | 0 | Bus213 | ["Vertical in metal enclosure"] | -2 | 0 | 0 | 0 | 0 | 0 | 1 | 0 | 0 | 0 | 0 | 3 | 1970-01-01T00:00:00Z | 0 | 0 | Network Model.IntPrjfolder\Network Data.IntPrjfolder\Main Grid.ElmNet | Network Model.IntPrjfolder\Network Data.IntPrjfolder\Main Grid.ElmNet | 0 | Bus213 | 0 | 0 | 0 | MAN | 0 | 0 | 0 | 0 | 0 | 0 | 5 | -5 | vcb | 0 | 0 | 0 | 1746599794 | 0 | 0 | 0 | 0 | 1 | 0 | 0 | 0 | 0 | 0 | 0 | 0 | 1 | 1 | 0 | -1 | 0 | 0 | 0 | 0 | 0 | 0 | -1 | 0 | 3 | 0 | Bus213 | 0 | 0 | 3 | 4905737 | Network Model.IntPrjfolder\Network Data.IntPrjfolder\Areas.IntArea\KOTA.ElmArea | 4905050 | 4294967294 | 0 | 0 | 0 | 12 | 1 | 6 | 12 | 20 | 0 | 0
Bus212 | Network Model.IntPrjfolder\Network Data.IntPrjfolder\Main Grid.ElmNet\Bus212.ElmTerm | 0 | Network Model.IntPrjfolder\Network Data.IntPrjfolder\Main Grid.ElmNet | 0.4 | 0 | 0 | 0 | 0.23094 | 1 | 1.05 | 0 | 0 | Network Model.IntPrjfolder\Network Data.IntPrjfolder\Areas.IntArea\KOTA.ElmArea | 0 | 0 | 0 | 1746342546 | 0 | 0 | 0 | 0 | 0 | 0 | 0 | 0 | 1 | 0 | 0 | 0 | 0 | 0 | 0 | 0 | 0 | Bus212 | ["Vertical in metal enclosure"] | -2 | 0 | 0 | 0 | 0 | 0 | 1 | 0 | 0 | 0 | 0 | 3 | 1970-01-01T00:00:00Z | 0 | 0 | Network Model.IntPrjfolder\Network Data.IntPrjfolder\Main Grid.ElmNet | Network Model.IntPrjfolder\Network Data.IntPrjfolder\Main Grid.ElmNet | 0 | Bus212 | 0 | 0 | 0 | MAN | 0 | 0 | 0 | 0 | 0 | 0 | 5 | -5 | vcb | 0 | 0 | 0 | 1746599794 | 0 | 0 | 0 | 0 | 1 | 0 | 0 | 0 | 0 | 0 | 0 | 0 | 1 | 1 | 0 | -1 | 0 | 0 | 0 | 0 | 0 | 0 | -1 | 0 | 3 | 0 | Bus212 | 0 | 0 | 3 | 4905746 | Network Model.IntPrjfolder\Network Data.IntPrjfolder\Areas.IntArea\KOTA.ElmArea | 4905050 | 4294967294 | 0 | 0 | 0 | 12 | 1 | 6 | 12 | 0.4 | 0 | 0
Bus216 | Network Model.IntPrjfolder\Network Data.IntPrjfolder\Main Grid.ElmNet\Bus216.ElmTerm | 0 | Network Model.IntPrjfolder\Network Data.IntPrjfolder\Main Grid.ElmNet | 20 | 1 | 0 | 0 | 11.547 | 1 | 1.05 | 0 | 0 | Network Model.IntPrjfolder\Network Data.IntPrjfolder\Areas.IntArea\KOTA.ElmArea | 0 | 0 | 0 | 1746342584 | 0 | 0 | 0 | 0 | 0 | 0 | 0 | 0 | 1 | 0 | 0 | 0 | 0 | 0 | 0 | 0 | 0 | Bus216 | ["Vertical in metal enclosure"] | -2 | 0 | 0 | 0 | 0 | 0 | 1 | 0 | 0 | 0 | 0 | 3 | 1970-01-01T00:00:00Z | 0 | 0 | Network Model.IntPrjfolder\Network Data.IntPrjfolder\Main Grid.ElmNet | Network Model.IntPrjfolder\Network Data.IntPrjfolder\Main Grid.ElmNet | 0 | Bus216 | 0 | 0 | 0 | MAN | 0 | 0 | 0 | 0 | 0 | 0 | 5 | -5 | vcb | 0 | 0 | 0 | 1746599794 | 0 | 0 | 0 | 0 | 1 | 0 | 0 | 0 | 0 | 0 | 0 | 0 | 1 | 1 | 0 | -1 | 0 | 0 | 0 | 0 | 0 | 0 | -1 | 0 | 3 | 0 | Bus216 | 0 | 0 | 3 | 4905762 | Network Model.IntPrjfolder\Network Data.IntPrjfolder\Areas.IntArea\KOTA.ElmArea | 4905050 | 4294967294 | 0 | 0 | 0 | 12 | 1 | 6 | 12 | 20 | 0 | 0
Bus215 | Network Model.IntPrjfolder\Network Data.IntPrjfolder\Main Grid.ElmNet\Bus215.ElmTerm | 0 | Network Model.IntPrjfolder\Network Data.IntPrjfolder\Main Grid.ElmNet | 0.4 | 0 | 0 | 0 | 0.23094 | 1 | 1.05 | 0 | 0 | Network Model.IntPrjfolder\Network Data.IntPrjfolder\Areas.IntArea\KOTA.ElmArea | 0 | 0 | 0 | 1746342685 | 0 | 0 | 0 | 0 | 0 | 0 | 0 | 0 | 1 | 0 | 0 | 0 | 0 | 0 | 0 | 0 | 0 | Bus215 | ["Vertical in metal enclosure"] | -2 | 0 | 0 | 0 | 0 | 0 | 1 | 0 | 0 | 0 | 0 | 3 | 1970-01-01T00:00:00Z | 0 | 0 | Network Model.IntPrjfolder\Network Data.IntPrjfolder\Main Grid.ElmNet | Network Model.IntPrjfolder\Network Data.IntPrjfolder\Main Grid.ElmNet | 0 | Bus215 | 0 | 0 | 0 | MAN | 0 | 0 | 0 | 0 | 0 | 0 | 5 | -5 | vcb | 0 | 0 | 0 | 1746599794 | 0 | 0 | 0 | 0 | 1 | 0 | 0 | 0 | 0 | 0 | 0 | 0 | 1 | 1 | 0 | -1 | 0 | 0 | 0 | 0 | 0 | 0 | -1 | 0 | 3 | 0 | Bus215 | 0 | 0 | 3 | 4905771 | Network Model.IntPrjfolder\Network Data.IntPrjfolder\Areas.IntArea\KOTA.ElmArea | 4905050 | 4294967294 | 0 | 0 | 0 | 12 | 1 | 6 | 12 | 0.4 | 0 | 0
Bus219 | Network Model.IntPrjfolder\Network Data.IntPrjfolder\Main Grid.ElmNet\Bus219.ElmTerm | 0 | Network Model.IntPrjfolder\Network Data.IntPrjfolder\Main Grid.ElmNet | 20 | 1 | 0 | 0 | 11.547 | 1 | 1.05 | 0 | 0 | Network Model.IntPrjfolder\Network Data.IntPrjfolder\Areas.IntArea\KOTA.ElmArea | 0 | 0 | 0 | 1746342740 | 0 | 0 | 0 | 0 | 0 | 0 | 0 | 0 | 1 | 0 | 0 | 0 | 0 | 0 | 0 | 0 | 0 | Bus219 | ["Vertical in metal enclosure"] | -2 | 0 | 0 | 0 | 0 | 0 | 1 | 0 | 0 | 0 | 0 | 3 | 1970-01-01T00:00:00Z | 0 | 0 | Network Model.IntPrjfolder\Network Data.IntPrjfolder\Main Grid.ElmNet | Network Model.IntPrjfolder\Network Data.IntPrjfolder\Main Grid.ElmNet | 0 | Bus219 | 0 | 0 | 0 | MAN | 0 | 0 | 0 | 0 | 0 | 0 | 5 | -5 | vcb | 0 | 0 | 0 | 1746599794 | 0 | 0 | 0 | 0 | 1 | 0 | 0 | 0 | 0 | 0 | 0 | 0 | 1 | 1 | 0 | -1 | 0 | 0 | 0 | 0 | 0 | 0 | -1 | 0 | 3 | 0 | Bus219 | 0 | 0 | 3 | 4905788 | Network Model.IntPrjfolder\Network Data.IntPrjfolder\Areas.IntArea\KOTA.ElmArea | 4905050 | 4294967294 | 0 | 0 | 0 | 12 | 1 | 6 | 12 | 20 | 0 | 0
Terminal(9) | Network Model.IntPrjfolder\Network Data.IntPrjfolder\Main Grid.ElmNet\Terminal(9).ElmTerm | 0 | Network Model.IntPrjfolder\Network Data.IntPrjfolder\Main Grid.ElmNet | 0.4 | 0 | 0 | 0 | 0.23094 | 1 | 1.05 | 0 | 0 | Network Model.IntPrjfolder\Network Data.IntPrjfolder\Areas.IntArea\KOTA.ElmArea | 0 | 0 | 0 | 1746342775 | 0 | 0 | 0 | 0 | 0 | 0 | 0 | 0 | 1 | 0 | 0 | 0 | 0 | 0 | 0 | 0 | 0 | Terminal(9) | ["Vertical in metal enclosure"] | -2 | 0 | 0 | 0 | 0 | 0 | 1 | 0 | 0 | 0 | 0 | 3 | 1970-01-01T00:00:00Z | 0 | 0 | Network Model.IntPrjfolder\Network Data.IntPrjfolder\Main Grid.ElmNet | Network Model.IntPrjfolder\Network Data.IntPrjfolder\Main Grid.ElmNet | 0 | Terminal(9) | 0 | 0 | 0 | MAN | 0 | 0 | 0 | 0 | 0 | 0 | 5 | -5 | vcb | 0 | 0 | 0 | 1746599794 | 0 | 0 | 0 | 0 | 1 | 0 | 0 | 0 | 0 | 0 | 0 | 0 | 1 | 1 | 0 | -1 | 0 | 0 | 0 | 0 | 0 | 0 | -1 | 0 | 3 | 0 | Terminal(9) | 0 | 0 | 3 | 4905797 | Network Model.IntPrjfolder\Network Data.IntPrjfolder\Areas.IntArea\KOTA.ElmArea | 4905050 | 4294967294 | 0 | 0 | 0 | 12 | 1 | 6 | 12 | 0.4 | 0 | 0
Bus220 | Network Model.IntPrjfolder\Network Data.IntPrjfolder\Main Grid.ElmNet\Bus220.ElmTerm | 0 | Network Model.IntPrjfolder\Network Data.IntPrjfolder\Main Grid.ElmNet | 20 | 1 | 0 | 0 | 11.547 | 1 | 1.05 | 0 | 0 | Network Model.IntPrjfolder\Network Data.IntPrjfolder\Areas.IntArea\KOTA.ElmArea | 0 | 0 | 0 | 1746342814 | 0 | 0 | 0 | 0 | 0 | 0 | 0 | 0 | 1 | 0 | 0 | 0 | 0 | 0 | 0 | 0 | 0 | Bus220 | ["Vertical in metal enclosure"] | -2 | 0 | 0 | 0 | 0 | 0 | 1 | 0 | 0 | 0 | 0 | 3 | 1970-01-01T00:00:00Z | 0 | 0 | Network Model.IntPrjfolder\Network Data.IntPrjfolder\Main Grid.ElmNet | Network Model.IntPrjfolder\Network Data.IntPrjfolder\Main Grid.ElmNet | 0 | Bus220 | 0 | 0 | 0 | MAN | 0 | 0 | 0 | 0 | 0 | 0 | 5 | -5 | vcb | 0 | 0 | 0 | 1746599794 | 0 | 0 | 0 | 0 | 1 | 0 | 0 | 0 | 0 | 0 | 0 | 0 | 1 | 1 | 0 | -1 | 0 | 0 | 0 | 0 | 0 | 0 | -1 | 0 | 3 | 0 | Bus220 | 0 | 0 | 3 | 4905813 | Network Model.IntPrjfolder\Network Data.IntPrjfolder\Areas.IntArea\KOTA.ElmArea | 4905050 | 4294967294 | 0 | 0 | 0 | 12 | 1 | 6 | 12 | 20 | 0 | 0
Bus223 | Network Model.IntPrjfolder\Network Data.IntPrjfolder\Main Grid.ElmNet\Bus223.ElmTerm | 0 | Network Model.IntPrjfolder\Network Data.IntPrjfolder\Main Grid.ElmNet | 20 | 1 | 0 | 0 | 11.547 | 1 | 1.05 | 0 | 0 | Network Model.IntPrjfolder\Network Data.IntPrjfolder\Areas.IntArea\KOTA.ElmArea | 0 | 0 | 0 | 1746342935 | 0 | 0 | 0 | 0 | 0 | 0 | 0 | 0 | 1 | 0 | 0 | 0 | 0 | 0 | 0 | 0 | 0 | Bus223 | ["Vertical in metal enclosure"] | -2 | 0 | 0 | 0 | 0 | 0 | 1 | 0 | 0 | 0 | 0 | 3 | 1970-01-01T00:00:00Z | 0 | 0 | Network Model.IntPrjfolder\Network Data.IntPrjfolder\Main Grid.ElmNet | Network Model.IntPrjfolder\Network Data.IntPrjfolder\Main Grid.ElmNet | 0 | Bus223 | 0 | 0 | 0 | MAN | 0 | 0 | 0 | 0 | 0 | 0 | 5 | -5 | vcb | 0 | 0 | 0 | 1746599794 | 0 | 0 | 0 | 0 | 1 | 0 | 0 | 0 | 0 | 0 | 0 | 0 | 1 | 1 | 0 | -1 | 0 | 0 | 0 | 0 | 0 | 0 | -1 | 0 | 3 | 0 | Bus223 | 0 | 0 | 3 | 4905822 | Network Model.IntPrjfolder\Network Data.IntPrjfolder\Areas.IntArea\KOTA.ElmArea | 4905050 | 4294967294 | 0 | 0 | 0 | 12 | 1 | 6 | 12 | 20 | 0 | 0
Bus227 | Network Model.IntPrjfolder\Network Data.IntPrjfolder\Main Grid.ElmNet\Bus227.ElmTerm | 0 | Network Model.IntPrjfolder\Network Data.IntPrjfolder\Main Grid.ElmNet | 20 | 1 | 0 | 0 | 11.547 | 1 | 1.05 | 0 | 0 | Network Model.IntPrjfolder\Network Data.IntPrjfolder\Areas.IntArea\KOTA.ElmArea | 0 | 0 | 0 | 1746342936 | 0 | 0 | 0 | 0 | 0 | 0 | 0 | 0 | 1 | 0 | 0 | 0 | 0 | 0 | 0 | 0 | 0 | Bus227 | ["Vertical in metal enclosure"] | -2 | 0 | 0 | 0 | 0 | 0 | 1 | 0 | 0 | 0 | 0 | 3 | 1970-01-01T00:00:00Z | 0 | 0 | Network Model.IntPrjfolder\Network Data.IntPrjfolder\Main Grid.ElmNet | Network Model.IntPrjfolder\Network Data.IntPrjfolder\Main Grid.ElmNet | 0 | Bus227 | 0 | 0 | 0 | MAN | 0 | 0 | 0 | 0 | 0 | 0 | 5 | -5 | vcb | 0 | 0 | 0 | 1746599794 | 0 | 0 | 0 | 0 | 1 | 0 | 0 | 0 | 0 | 0 | 0 | 0 | 1 | 1 | 0 | -1 | 0 | 0 | 0 | 0 | 0 | 0 | -1 | 0 | 3 | 0 | Bus227 | 0 | 0 | 3 | 4905824 | Network Model.IntPrjfolder\Network Data.IntPrjfolder\Areas.IntArea\KOTA.ElmArea | 4905050 | 4294967294 | 0 | 0 | 0 | 12 | 1 | 6 | 12 | 20 | 0 | 0
Bus222 | Network Model.IntPrjfolder\Network Data.IntPrjfolder\Main Grid.ElmNet\Bus222.ElmTerm | 0 | Network Model.IntPrjfolder\Network Data.IntPrjfolder\Main Grid.ElmNet | 0.4 | 0 | 0 | 0 | 0.23094 | 1 | 1.05 | 0 | 0 | Network Model.IntPrjfolder\Network Data.IntPrjfolder\Areas.IntArea\KOTA.ElmArea | 0 | 0 | 0 | 1746343017 | 0 | 0 | 0 | 0 | 0 | 0 | 0 | 0 | 1 | 0 | 0 | 0 | 0 | 0 | 0 | 0 | 0 | Bus222 | ["Vertical in metal enclosure"] | -2 | 0 | 0 | 0 | 0 | 0 | 1 | 0 | 0 | 0 | 0 | 3 | 1970-01-01T00:00:00Z | 0 | 0 | Network Model.IntPrjfolder\Network Data.IntPrjfolder\Main Grid.ElmNet | Network Model.IntPrjfolder\Network Data.IntPrjfolder\Main Grid.ElmNet | 0 | Bus222 | 0 | 0 | 0 | MAN | 0 | 0 | 0 | 0 | 0 | 0 | 5 | -5 | vcb | 0 | 0 | 0 | 1746599794 | 0 | 0 | 0 | 0 | 1 | 0 | 0 | 0 | 0 | 0 | 0 | 0 | 1 | 1 | 0 | -1 | 0 | 0 | 0 | 0 | 0 | 0 | -1 | 0 | 3 | 0 | Bus222 | 0 | 0 | 3 | 4905840 | Network Model.IntPrjfolder\Network Data.IntPrjfolder\Areas.IntArea\KOTA.ElmArea | 4905050 | 4294967294 | 0 | 0 | 0 | 12 | 1 | 6 | 12 | 0.4 | 0 | 0
Bus226 | Network Model.IntPrjfolder\Network Data.IntPrjfolder\Main Grid.ElmNet\Bus226.ElmTerm | 0 | Network Model.IntPrjfolder\Network Data.IntPrjfolder\Main Grid.ElmNet | 0.4 | 0 | 0 | 0 | 0.23094 | 1 | 1.05 | 0 | 0 | Network Model.IntPrjfolder\Network Data.IntPrjfolder\Areas.IntArea\KOTA.ElmArea | 0 | 0 | 0 | 1746343018 | 0 | 0 | 0 | 0 | 0 | 0 | 0 | 0 | 1 | 0 | 0 | 0 | 0 | 0 | 0 | 0 | 0 | Bus226 | ["Vertical in metal enclosure"] | -2 | 0 | 0 | 0 | 0 | 0 | 1 | 0 | 0 | 0 | 0 | 3 | 1970-01-01T00:00:00Z | 0 | 0 | Network Model.IntPrjfolder\Network Data.IntPrjfolder\Main Grid.ElmNet | Network Model.IntPrjfolder\Network Data.IntPrjfolder\Main Grid.ElmNet | 0 | Bus226 | 0 | 0 | 0 | MAN | 0 | 0 | 0 | 0 | 0 | 0 | 5 | -5 | vcb | 0 | 0 | 0 | 1746599794 | 0 | 0 | 0 | 0 | 1 | 0 | 0 | 0 | 0 | 0 | 0 | 0 | 1 | 1 | 0 | -1 | 0 | 0 | 0 | 0 | 0 | 0 | -1 | 0 | 3 | 0 | Bus226 | 0 | 0 | 3 | 4905842 | Network Model.IntPrjfolder\Network Data.IntPrjfolder\Areas.IntArea\KOTA.ElmArea | 4905050 | 4294967294 | 0 | 0 | 0 | 12 | 1 | 6 | 12 | 0.4 | 0 | 0
Terminal(10) | Network Model.IntPrjfolder\Network Data.IntPrjfolder\Main Grid.ElmNet\Terminal(10).ElmTerm | 0 | Network Model.IntPrjfolder\Network Data.IntPrjfolder\Main Grid.ElmNet | 20 | 1 | 0 | 0 | 11.547 | 1 | 1.05 | 0 | 0 | Network Model.IntPrjfolder\Network Data.IntPrjfolder\Areas.IntArea\TAMBAK.ElmArea | 0 | 0 | 0 | 1746343197 | 0 | 0 | 0 | 0 | 0 | 0 | 0 | 0 | 1 | 0 | 0 | 0 | 0 | 0 | 0 | 0 | 0 | Terminal(10) | ["Vertical in metal enclosure"] | -2 | 0 | 0 | 0 | 0 | 0 | 1 | 0 | 0 | 0 | 0 | 3 | 1970-01-01T00:00:00Z | 0 | 0 | Network Model.IntPrjfolder\Network Data.IntPrjfolder\Main Grid.ElmNet | Network Model.IntPrjfolder\Network Data.IntPrjfolder\Main Grid.ElmNet | 0 | Terminal(10) | 0 | 0 | 0 | MAN | 0 | 0 | 0 | 0 | 0 | 0 | 5 | -5 | vcb | 0 | 0 | 0 | 1746599839 | 0 | 0 | 0 | 0 | 1 | 0 | 0 | 0 | 0 | 0 | 0 | 0 | 1 | 1 | 0 | -1 | 0 | 0 | 0 | 0 | 0 | 0 | -1 | 0 | 3 | 0 | Terminal(10) | 0 | 0 | 3 | 4905872 | Network Model.IntPrjfolder\Network Data.IntPrjfolder\Areas.IntArea\TAMBAK.ElmArea | 4905050 | 4294967294 | 0 | 0 | 0 | 12 | 1 | 6 | 12 | 20 | 0 | 0
Bus10 | Network Model.IntPrjfolder\Network Data.IntPrjfolder\Main Grid.ElmNet\Bus10.ElmTerm | 0 | Network Model.IntPrjfolder\Network Data.IntPrjfolder\Main Grid.ElmNet | 20 | 1 | 0 | 0 | 11.547 | 1 | 1.05 | 0 | 0 | Network Model.IntPrjfolder\Network Data.IntPrjfolder\Areas.IntArea\TAMBAK.ElmArea | 0 | 0 | 0 | 1746343234 | 0 | 0 | 0 | 0 | 0 | 0 | 0 | 0 | 1 | 0 | 0 | 0 | 0 | 0 | 0 | 0 | 0 | Bus10 | ["Vertical in metal enclosure"] | -2 | 0 | 0 | 0 | 0 | 0 | 1 | 0 | 0 | 0 | 0 | 3 | 1970-01-01T00:00:00Z | 0 | 0 | Network Model.IntPrjfolder\Network Data.IntPrjfolder\Main Grid.ElmNet | Network Model.IntPrjfolder\Network Data.IntPrjfolder\Main Grid.ElmNet | 0 | Bus10 | 0 | 0 | 0 | MAN | 0 | 0 | 0 | 0 | 0 | 0 | 5 | -5 | vcb | 0 | 0 | 0 | 1746599839 | 0 | 0 | 0 | 0 | 1 | 0 | 0 | 0 | 0 | 0 | 0 | 0 | 1 | 1 | 0 | -1 | 0 | 0 | 0 | 0 | 0 | 0 | -1 | 0 | 3 | 0 | Bus10 | 0 | 0 | 3 | 4905882 | Network Model.IntPrjfolder\Network Data.IntPrjfolder\Areas.IntArea\TAMBAK.ElmArea | 4905050 | 4294967294 | 0 | 0 | 0 | 12 | 1 | 6 | 12 | 20 | 0 | 0
Bus184 | Network Model.IntPrjfolder\Network Data.IntPrjfolder\Main Grid.ElmNet\Bus184.ElmTerm | 0 | Network Model.IntPrjfolder\Network Data.IntPrjfolder\Main Grid.ElmNet | 20 | 0 | 0 | 0 | 11.547 | 1 | 1.05 | 0 | 0 | Network Model.IntPrjfolder\Network Data.IntPrjfolder\Areas.IntArea\TAMBAK.ElmArea | 0 | 0 | 0 | 1746343589 | 0 | 0 | 0 | 0 | 0 | 0 | 0 | 0 | 1 | 0 | 0 | 0 | 0 | 0 | 0 | 0 | 0 | Bus184 | ["Vertical in metal enclosure"] | -2 | 0 | 0 | 0 | 0 | 0 | 1 | 0 | 0 | 0 | 0 | 3 | 1970-01-01T00:00:00Z | 0 | 0 | Network Model.IntPrjfolder\Network Data.IntPrjfolder\Main Grid.ElmNet | Network Model.IntPrjfolder\Network Data.IntPrjfolder\Main Grid.ElmNet | 0 | Bus184 | 0 | 0 | 0 | MAN | 0 | 0 | 0 | 0 | 0 | 0 | 5 | -5 | vcb | 0 | 0 | 0 | 1746599839 | 0 | 0 | 0 | 0 | 1 | 0 | 0 | 0 | 0 | 0 | 0 | 0 | 1 | 1 | 0 | -1 | 0 | 0 | 0 | 0 | 0 | 0 | -1 | 0 | 3 | 0 | Bus184 | 0 | 0 | 3 | 4905913 | Network Model.IntPrjfolder\Network Data.IntPrjfolder\Areas.IntArea\TAMBAK.ElmArea | 4905050 | 4294967294 | 0 | 0 | 0 | 12 | 1 | 6 | 12 | 20 | 0 | 0
Bus13 | Network Model.IntPrjfolder\Network Data.IntPrjfolder\Main Grid.ElmNet\Bus13.ElmTerm | 0 | Network Model.IntPrjfolder\Network Data.IntPrjfolder\Main Grid.ElmNet | 0.4 | 0 | 0 | 0 | 0.23094 | 1 | 1.05 | 0 | 0 | Network Model.IntPrjfolder\Network Data.IntPrjfolder\Areas.IntArea\TAMBAK.ElmArea | 0 | 0 | 0 | 1746343619 | 0 | 0 | 0 | 0 | 0 | 0 | 0 | 0 | 1 | 0 | 0 | 0 | 0 | 0 | 0 | 0 | 0 | Bus13 | ["Vertical in metal enclosure"] | -2 | 0 | 0 | 0 | 0 | 0 | 1 | 0 | 0 | 0 | 0 | 3 | 1970-01-01T00:00:00Z | 0 | 0 | Network Model.IntPrjfolder\Network Data.IntPrjfolder\Main Grid.ElmNet | Network Model.IntPrjfolder\Network Data.IntPrjfolder\Main Grid.ElmNet | 0 | Bus13 | 0 | 0 | 0 | MAN | 0 | 0 | 0 | 0 | 0 | 0 | 5 | -5 | vcb | 0 | 0 | 0 | 1746599839 | 0 | 0 | 0 | 0 | 1 | 0 | 0 | 0 | 0 | 0 | 0 | 0 | 1 | 1 | 0 | -1 | 0 | 0 | 0 | 0 | 0 | 0 | -1 | 0 | 3 | 0 | Bus13 | 0 | 0 | 3 | 4905916 | Network Model.IntPrjfolder\Network Data.IntPrjfolder\Areas.IntArea\TAMBAK.ElmArea | 4905050 | 4294967294 | 0 | 0 | 0 | 12 | 1 | 6 | 12 | 0.4 | 0 | 0
Bus14 | Network Model.IntPrjfolder\Network Data.IntPrjfolder\Main Grid.ElmNet\Bus14.ElmTerm | 0 | Network Model.IntPrjfolder\Network Data.IntPrjfolder\Main Grid.ElmNet | 20 | 0 | 0 | 0 | 11.547 | 1 | 1.05 | 0 | 0 | Network Model.IntPrjfolder\Network Data.IntPrjfolder\Areas.IntArea\TAMBAK.ElmArea | 0 | 0 | 0 | 1746343776 | 0 | 0 | 0 | 0 | 0 | 0 | 0 | 0 | 1 | 0 | 0 | 0 | 0 | 0 | 0 | 0 | 0 | Bus14 | ["Vertical in metal enclosure"] | -2 | 0 | 0 | 0 | 0 | 0 | 1 | 0 | 0 | 0 | 0 | 3 | 1970-01-01T00:00:00Z | 0 | 0 | Network Model.IntPrjfolder\Network Data.IntPrjfolder\Main Grid.ElmNet | Network Model.IntPrjfolder\Network Data.IntPrjfolder\Main Grid.ElmNet | 0 | Bus14 | 0 | 0 | 0 | MAN | 0 | 0 | 0 | 0 | 0 | 0 | 5 | -5 | vcb | 0 | 0 | 0 | 1746599839 | 0 | 0 | 0 | 0 | 1 | 0 | 0 | 0 | 0 | 0 | 0 | 0 | 1 | 1 | 0 | -1 | 0 | 0 | 0 | 0 | 0 | 0 | -1 | 0 | 3 | 0 | Bus14 | 0 | 0 | 3 | 4905941 | Network Model.IntPrjfolder\Network Data.IntPrjfolder\Areas.IntArea\TAMBAK.ElmArea | 4905050 | 4294967294 | 0 | 0 | 0 | 12 | 1 | 6 | 12 | 20 | 0 | 0
Bus229 | Network Model.IntPrjfolder\Network Data.IntPrjfolder\Main Grid.ElmNet\Bus229.ElmTerm | 0 | Network Model.IntPrjfolder\Network Data.IntPrjfolder\Main Grid.ElmNet | 20 | 1 | 0 | 0 | 11.547 | 1 | 1.05 | 0 | 0 | Network Model.IntPrjfolder\Network Data.IntPrjfolder\Areas.IntArea\TAMBAK.ElmArea | 0 | 0 | 0 | 1746343815 | 0 | 0 | 0 | 0 | 0 | 0 | 0 | 0 | 1 | 0 | 0 | 0 | 0 | 0 | 0 | 0 | 0 | Bus229 | ["Vertical in metal enclosure"] | -2 | 0 | 0 | 0 | 0 | 0 | 1 | 0 | 0 | 0 | 0 | 3 | 1970-01-01T00:00:00Z | 0 | 0 | Network Model.IntPrjfolder\Network Data.IntPrjfolder\Main Grid.ElmNet | Network Model.IntPrjfolder\Network Data.IntPrjfolder\Main Grid.ElmNet | 0 | Bus229 | 0 | 0 | 0 | MAN | 0 | 0 | 0 | 0 | 0 | 0 | 5 | -5 | vcb | 0 | 0 | 0 | 1746599839 | 0 | 0 | 0 | 0 | 1 | 0 | 0 | 0 | 0 | 0 | 0 | 0 | 1 | 1 | 0 | -1 | 0 | 0 | 0 | 0 | 0 | 0 | -1 | 0 | 3 | 0 | Bus229 | 0 | 0 | 3 | 4905953 | Network Model.IntPrjfolder\Network Data.IntPrjfolder\Areas.IntArea\TAMBAK.ElmArea | 4905050 | 4294967294 | 0 | 0 | 0 | 12 | 1 | 6 | 12 | 20 | 0 | 0
Bus15 | Network Model.IntPrjfolder\Network Data.IntPrjfolder\Main Grid.ElmNet\Bus15.ElmTerm | 0 | Network Model.IntPrjfolder\Network Data.IntPrjfolder\Main Grid.ElmNet | 0.4 | 1 | 0 | 0 | 0.23094 | 1 | 1.05 | 0 | 0 | Network Model.IntPrjfolder\Network Data.IntPrjfolder\Areas.IntArea\TAMBAK.ElmArea | 0 | 0 | 0 | 1746343866 | 0 | 0 | 0 | 0 | 0 | 0 | 0 | 0 | 1 | 0 | 0 | 0 | 0 | 0 | 0 | 0 | 0 | Bus15 | ["Vertical in metal enclosure"] | -2 | 0 | 0 | 0 | 0 | 0 | 1 | 0 | 0 | 0 | 0 | 3 | 1970-01-01T00:00:00Z | 0 | 0 | Network Model.IntPrjfolder\Network Data.IntPrjfolder\Main Grid.ElmNet | Network Model.IntPrjfolder\Network Data.IntPrjfolder\Main Grid.ElmNet | 0 | Bus15 | 0 | 0 | 0 | MAN | 0 | 0 | 0 | 0 | 0 | 0 | 5 | -5 | vcb | 0 | 0 | 0 | 1746599839 | 0 | 0 | 0 | 0 | 1 | 0 | 0 | 0 | 0 | 0 | 0 | 0 | 1 | 1 | 0 | -1 | 0 | 0 | 0 | 0 | 0 | 0 | -1 | 0 | 3 | 0 | Bus15 | 0 | 0 | 3 | 4905963 | Network Model.IntPrjfolder\Network Data.IntPrjfolder\Areas.IntArea\TAMBAK.ElmArea | 4905050 | 4294967294 | 0 | 0 | 0 | 12 | 1 | 6 | 12 | 0.4 | 0 | 0
Terminal(12) | Network Model.IntPrjfolder\Network Data.IntPrjfolder\Main Grid.ElmNet\Terminal(12).ElmTerm | 0 | Network Model.IntPrjfolder\Network Data.IntPrjfolder\Main Grid.ElmNet | 20 | 1 | 0 | 0 | 11.547 | 1 | 1.05 | 0 | 0 | Network Model.IntPrjfolder\Network Data.IntPrjfolder\Areas.IntArea\TAMBAK.ElmArea | 0 | 0 | 0 | 1746343917 | 0 | 0 | 0 | 0 | 0 | 0 | 0 | 0 | 1 | 0 | 0 | 0 | 0 | 0 | 0 | 0 | 0 | Terminal(12) | ["Vertical in metal enclosure"] | -2 | 0 | 0 | 0 | 0 | 0 | 1 | 0 | 0 | 0 | 0 | 3 | 1970-01-01T00:00:00Z | 0 | 0 | Network Model.IntPrjfolder\Network Data.IntPrjfolder\Main Grid.ElmNet | Network Model.IntPrjfolder\Network Data.IntPrjfolder\Main Grid.ElmNet | 0 | Terminal(12) | 0 | 0 | 0 | MAN | 0 | 0 | 0 | 0 | 0 | 0 | 5 | -5 | vcb | 0 | 0 | 0 | 1746599839 | 0 | 0 | 0 | 0 | 1 | 0 | 0 | 0 | 0 | 0 | 0 | 0 | 1 | 1 | 0 | -1 | 0 | 0 | 0 | 0 | 0 | 0 | -1 | 0 | 3 | 0 | Terminal(12) | 0 | 0 | 3 | 4905977 | Network Model.IntPrjfolder\Network Data.IntPrjfolder\Areas.IntArea\TAMBAK.ElmArea | 4905050 | 4294967294 | 0 | 0 | 0 | 12 | 1 | 6 | 12 | 20 | 0 | 0
Bus230 | Network Model.IntPrjfolder\Network Data.IntPrjfolder\Main Grid.ElmNet\Bus230.ElmTerm | 0 | Network Model.IntPrjfolder\Network Data.IntPrjfolder\Main Grid.ElmNet | 20 | 1 | 0 | 0 | 11.547 | 1 | 1.05 | 0 | 0 | Network Model.IntPrjfolder\Network Data.IntPrjfolder\Areas.IntArea\TAMBAK.ElmArea | 0 | 0 | 0 | 1746343956 | 0 | 0 | 0 | 0 | 0 | 0 | 0 | 0 | 1 | 0 | 0 | 0 | 0 | 0 | 0 | 0 | 0 | Bus230 | ["Vertical in metal enclosure"] | -2 | 0 | 0 | 0 | 0 | 0 | 1 | 0 | 0 | 0 | 0 | 3 | 1970-01-01T00:00:00Z | 0 | 0 | Network Model.IntPrjfolder\Network Data.IntPrjfolder\Main Grid.ElmNet | Network Model.IntPrjfolder\Network Data.IntPrjfolder\Main Grid.ElmNet | 0 | Bus230 | 0 | 0 | 0 | MAN | 0 | 0 | 0 | 0 | 0 | 0 | 5 | -5 | vcb | 0 | 0 | 0 | 1746599839 | 0 | 0 | 0 | 0 | 1 | 0 | 0 | 0 | 0 | 0 | 0 | 0 | 1 | 1 | 0 | -1 | 0 | 0 | 0 | 0 | 0 | 0 | -1 | 0 | 3 | 0 | Bus230 | 0 | 0 | 3 | 4905987 | Network Model.IntPrjfolder\Network Data.IntPrjfolder\Areas.IntArea\TAMBAK.ElmArea | 4905050 | 4294967294 | 0 | 0 | 0 | 12 | 1 | 6 | 12 | 20 | 0 | 0
Bus28 | Network Model.IntPrjfolder\Network Data.IntPrjfolder\Main Grid.ElmNet\Bus28.ElmTerm | 0 | Network Model.IntPrjfolder\Network Data.IntPrjfolder\Main Grid.ElmNet | 20 | 0 | 0 | 0 | 11.547 | 1 | 1.05 | 0 | 0 | Network Model.IntPrjfolder\Network Data.IntPrjfolder\Areas.IntArea\TAMBAK.ElmArea | 0 | 0 | 0 | 1746344026 | 0 | 0 | 0 | 0 | 0 | 0 | 0 | 0 | 1 | 0 | 0 | 0 | 0 | 0 | 0 | 0 | 0 | Bus28 | ["Vertical in metal enclosure"] | -2 | 0 | 0 | 0 | 0 | 0 | 1 | 0 | 0 | 0 | 0 | 3 | 1970-01-01T00:00:00Z | 0 | 0 | Network Model.IntPrjfolder\Network Data.IntPrjfolder\Main Grid.ElmNet | Network Model.IntPrjfolder\Network Data.IntPrjfolder\Main Grid.ElmNet | 0 | Bus28 | 0 | 0 | 0 | MAN | 0 | 0 | 0 | 0 | 0 | 0 | 5 | -5 | vcb | 0 | 0 | 0 | 1746599839 | 0 | 0 | 0 | 0 | 1 | 0 | 0 | 0 | 0 | 0 | 0 | 0 | 1 | 1 | 0 | -1 | 0 | 0 | 0 | 0 | 0 | 0 | -1 | 0 | 3 | 0 | Bus28 | 0 | 0 | 3 | 4905996 | Network Model.IntPrjfolder\Network Data.IntPrjfolder\Areas.IntArea\TAMBAK.ElmArea | 4905050 | 4294967294 | 0 | 0 | 0 | 12 | 1 | 6 | 12 | 20 | 0 | 0
Bus26 | Network Model.IntPrjfolder\Network Data.IntPrjfolder\Main Grid.ElmNet\Bus26.ElmTerm | 0 | Network Model.IntPrjfolder\Network Data.IntPrjfolder\Main Grid.ElmNet | 0.4 | 1 | 0 | 0 | 0.23094 | 1 | 1.05 | 0 | 0 | Network Model.IntPrjfolder\Network Data.IntPrjfolder\Areas.IntArea\TAMBAK.ElmArea | 0 | 0 | 0 | 1746344076 | 0 | 0 | 0 | 0 | 0 | 0 | 0 | 0 | 1 | 0 | 0 | 0 | 0 | 0 | 0 | 0 | 0 | Bus26 | ["Vertical in metal enclosure"] | -2 | 0 | 0 | 0 | 0 | 0 | 1 | 0 | 0 | 0 | 0 | 3 | 1970-01-01T00:00:00Z | 0 | 0 | Network Model.IntPrjfolder\Network Data.IntPrjfolder\Main Grid.ElmNet | Network Model.IntPrjfolder\Network Data.IntPrjfolder\Main Grid.ElmNet | 0 | Bus26 | 0 | 0 | 0 | MAN | 0 | 0 | 0 | 0 | 0 | 0 | 5 | -5 | vcb | 0 | 0 | 0 | 1746599839 | 0 | 0 | 0 | 0 | 1 | 0 | 0 | 0 | 0 | 0 | 0 | 0 | 1 | 1 | 0 | -1 | 0 | 0 | 0 | 0 | 0 | 0 | -1 | 0 | 3 | 0 | Bus26 | 0 | 0 | 3 | 4906007 | Network Model.IntPrjfolder\Network Data.IntPrjfolder\Areas.IntArea\TAMBAK.ElmArea | 4905050 | 4294967294 | 0 | 0 | 0 | 12 | 1 | 6 | 12 | 0.4 | 0 | 0
Bus36 | Network Model.IntPrjfolder\Network Data.IntPrjfolder\Main Grid.ElmNet\Bus36.ElmTerm | 0 | Network Model.IntPrjfolder\Network Data.IntPrjfolder\Main Grid.ElmNet | 20 | 0 | 0 | 0 | 11.547 | 1 | 1.05 | 0 | 0 | Network Model.IntPrjfolder\Network Data.IntPrjfolder\Areas.IntArea\TAMBAK.ElmArea | 0 | 0 | 0 | 1746344230 | 0 | 0 | 0 | 0 | 0 | 0 | 0 | 0 | 1 | 0 | 0 | 0 | 0 | 0 | 0 | 0 | 0 | Bus36 | ["Vertical in metal enclosure"] | -2 | 0 | 0 | 0 | 0 | 0 | 1 | 0 | 0 | 0 | 0 | 3 | 1970-01-01T00:00:00Z | 0 | 0 | Network Model.IntPrjfolder\Network Data.IntPrjfolder\Main Grid.ElmNet | Network Model.IntPrjfolder\Network Data.IntPrjfolder\Main Grid.ElmNet | 0 | Bus36 | 0 | 0 | 0 | MAN | 0 | 0 | 0 | 0 | 0 | 0 | 5 | -5 | vcb | 0 | 0 | 0 | 1746599839 | 0 | 0 | 0 | 0 | 1 | 0 | 0 | 0 | 0 | 0 | 0 | 0 | 1 | 1 | 0 | -1 | 0 | 0 | 0 | 0 | 0 | 0 | -1 | 0 | 3 | 0 | Bus36 | 0 | 0 | 3 | 4906022 | Network Model.IntPrjfolder\Network Data.IntPrjfolder\Areas.IntArea\TAMBAK.ElmArea | 4905050 | 4294967294 | 0 | 0 | 0 | 12 | 1 | 6 | 12 | 20 | 0 | 0
Bus234 | Network Model.IntPrjfolder\Network Data.IntPrjfolder\Main Grid.ElmNet\Bus234.ElmTerm | 0 | Network Model.IntPrjfolder\Network Data.IntPrjfolder\Main Grid.ElmNet | 20 | 1 | 0 | 0 | 11.547 | 1 | 1.05 | 0 | 0 | Network Model.IntPrjfolder\Network Data.IntPrjfolder\Areas.IntArea\TAMBAK.ElmArea | 0 | 0 | 0 | 1746344359 | 0 | 0 | 0 | 0 | 0 | 0 | 0 | 0 | 1 | 0 | 0 | 0 | 0 | 0 | 0 | 0 | 0 | Bus234 | ["Vertical in metal enclosure"] | -2 | 0 | 0 | 0 | 0 | 0 | 1 | 0 | 0 | 0 | 0 | 3 | 1970-01-01T00:00:00Z | 0 | 0 | Network Model.IntPrjfolder\Network Data.IntPrjfolder\Main Grid.ElmNet | Network Model.IntPrjfolder\Network Data.IntPrjfolder\Main Grid.ElmNet | 0 | Bus234 | 0 | 0 | 0 | MAN | 0 | 0 | 0 | 0 | 0 | 0 | 5 | -5 | vcb | 0 | 0 | 0 | 1746599839 | 0 | 0 | 0 | 0 | 1 | 0 | 0 | 0 | 0 | 0 | 0 | 0 | 1 | 1 | 0 | -1 | 0 | 0 | 0 | 0 | 0 | 0 | -1 | 0 | 3 | 0 | Bus234 | 0 | 0 | 3 | 4906035 | Network Model.IntPrjfolder\Network Data.IntPrjfolder\Areas.IntArea\TAMBAK.ElmArea | 4905050 | 4294967294 | 0 | 0 | 0 | 12 | 1 | 6 | 12 | 20 | 0 | 0
Bus231 | Network Model.IntPrjfolder\Network Data.IntPrjfolder\Main Grid.ElmNet\Bus231.ElmTerm | 0 | Network Model.IntPrjfolder\Network Data.IntPrjfolder\Main Grid.ElmNet | 20 | 1 | 0 | 0 | 11.547 | 1 | 1.05 | 0 | 0 | Network Model.IntPrjfolder\Network Data.IntPrjfolder\Areas.IntArea\TAMBAK.ElmArea | 0 | 0 | 0 | 1746344369 | 0 | 0 | 0 | 0 | 0 | 0 | 0 | 0 | 1 | 0 | 0 | 0 | 0 | 0 | 0 | 0 | 0 | Bus231 | ["Vertical in metal enclosure"] | -2 | 0 | 0 | 0 | 0 | 0 | 1 | 0 | 0 | 0 | 0 | 3 | 1970-01-01T00:00:00Z | 0 | 0 | Network Model.IntPrjfolder\Network Data.IntPrjfolder\Main Grid.ElmNet | Network Model.IntPrjfolder\Network Data.IntPrjfolder\Main Grid.ElmNet | 0 | Bus231 | 0 | 0 | 0 | MAN | 0 | 0 | 0 | 0 | 0 | 0 | 5 | -5 | vcb | 0 | 0 | 0 | 1746599839 | 0 | 0 | 0 | 0 | 1 | 0 | 0 | 0 | 0 | 0 | 0 | 0 | 1 | 1 | 0 | -1 | 0 | 0 | 0 | 0 | 0 | 0 | -1 | 0 | 3 | 0 | Bus231 | 0 | 0 | 3 | 4906037 | Network Model.IntPrjfolder\Network Data.IntPrjfolder\Areas.IntArea\TAMBAK.ElmArea | 4905050 | 4294967294 | 0 | 0 | 0 | 12 | 1 | 6 | 12 | 20 | 0 | 0
Bus32 | Network Model.IntPrjfolder\Network Data.IntPrjfolder\Main Grid.ElmNet\Bus32.ElmTerm | 0 | Network Model.IntPrjfolder\Network Data.IntPrjfolder\Main Grid.ElmNet | 0.4 | 1 | 0 | 0 | 0.23094 | 1 | 1.05 | 0 | 0 | Network Model.IntPrjfolder\Network Data.IntPrjfolder\Areas.IntArea\TAMBAK.ElmArea | 0 | 0 | 0 | 1746344410 | 0 | 0 | 0 | 0 | 0 | 0 | 0 | 0 | 1 | 0 | 0 | 0 | 0 | 0 | 0 | 0 | 0 | Bus32 | ["Vertical in metal enclosure"] | -2 | 0 | 0 | 0 | 0 | 0 | 1 | 0 | 0 | 0 | 0 | 3 | 1970-01-01T00:00:00Z | 0 | 0 | Network Model.IntPrjfolder\Network Data.IntPrjfolder\Main Grid.ElmNet | Network Model.IntPrjfolder\Network Data.IntPrjfolder\Main Grid.ElmNet | 0 | Bus32 | 0 | 0 | 0 | MAN | 0 | 0 | 0 | 0 | 0 | 0 | 5 | -5 | vcb | 0 | 0 | 0 | 1746599839 | 0 | 0 | 0 | 0 | 1 | 0 | 0 | 0 | 0 | 0 | 0 | 0 | 1 | 1 | 0 | -1 | 0 | 0 | 0 | 0 | 0 | 0 | -1 | 0 | 3 | 0 | Bus32 | 0 | 0 | 3 | 4906047 | Network Model.IntPrjfolder\Network Data.IntPrjfolder\Areas.IntArea\TAMBAK.ElmArea | 4905050 | 4294967294 | 0 | 0 | 0 | 12 | 1 | 6 | 12 | 0.4 | 0 | 0
Bus233 | Network Model.IntPrjfolder\Network Data.IntPrjfolder\Main Grid.ElmNet\Bus233.ElmTerm | 0 | Network Model.IntPrjfolder\Network Data.IntPrjfolder\Main Grid.ElmNet | 0.4 | 1 | 0 | 0 | 0.23094 | 1 | 1.05 | 0 | 0 | Network Model.IntPrjfolder\Network Data.IntPrjfolder\Areas.IntArea\TAMBAK.ElmArea | 0 | 0 | 0 | 1746344504 | 0 | 0 | 0 | 0 | 0 | 0 | 0 | 0 | 1 | 0 | 0 | 0 | 0 | 0 | 0 | 0 | 0 | Bus233 | ["Vertical in metal enclosure"] | -2 | 0 | 0 | 0 | 0 | 0 | 1 | 0 | 0 | 0 | 0 | 3 | 1970-01-01T00:00:00Z | 0 | 0 | Network Model.IntPrjfolder\Network Data.IntPrjfolder\Main Grid.ElmNet | Network Model.IntPrjfolder\Network Data.IntPrjfolder\Main Grid.ElmNet | 0 | Bus233 | 0 | 0 | 0 | MAN | 0 | 0 | 0 | 0 | 0 | 0 | 5 | -5 | vcb | 0 | 0 | 0 | 1746599839 | 0 | 0 | 0 | 0 | 1 | 0 | 0 | 0 | 0 | 0 | 0 | 0 | 1 | 1 | 0 | -1 | 0 | 0 | 0 | 0 | 0 | 0 | -1 | 0 | 3 | 0 | Bus233 | 0 | 0 | 3 | 4906069 | Network Model.IntPrjfolder\Network Data.IntPrjfolder\Areas.IntArea\TAMBAK.ElmArea | 4905050 | 4294967294 | 0 | 0 | 0 | 12 | 1 | 6 | 12 | 0.4 | 0 | 0
Bus235 | Network Model.IntPrjfolder\Network Data.IntPrjfolder\Main Grid.ElmNet\Bus235.ElmTerm | 0 | Network Model.IntPrjfolder\Network Data.IntPrjfolder\Main Grid.ElmNet | 20 | 1 | 0 | 0 | 11.547 | 1 | 1.05 | 0 | 0 | Network Model.IntPrjfolder\Network Data.IntPrjfolder\Areas.IntArea\TAMBAK.ElmArea | 0 | 0 | 0 | 1746364945 | 0 | 0 | 0 | 0 | 0 | 0 | 0 | 0 | 1 | 0 | 0 | 0 | 0 | 0 | 0 | 0 | 0 | Bus235 | ["Vertical in metal enclosure"] | -2 | 0 | 0 | 0 | 0 | 0 | 1 | 0 | 0 | 0 | 0 | 3 | 1970-01-01T00:00:00Z | 0 | 0 | Network Model.IntPrjfolder\Network Data.IntPrjfolder\Main Grid.ElmNet | Network Model.IntPrjfolder\Network Data.IntPrjfolder\Main Grid.ElmNet | 0 | Bus235 | 0 | 0 | 0 | MAN | 0 | 0 | 0 | 0 | 0 | 0 | 5 | -5 | vcb | 0 | 0 | 0 | 1746599839 | 0 | 0 | 0 | 0 | 1 | 0 | 0 | 0 | 0 | 0 | 0 | 0 | 1 | 1 | 0 | -1 | 0 | 0 | 0 | 0 | 0 | 0 | -1 | 0 | 3 | 0 | Bus235 | 0 | 0 | 3 | 4906084 | Network Model.IntPrjfolder\Network Data.IntPrjfolder\Areas.IntArea\TAMBAK.ElmArea | 4905050 | 4294967294 | 0 | 0 | 0 | 12 | 1 | 6 | 12 | 20 | 0 | 0
Bus74 | Network Model.IntPrjfolder\Network Data.IntPrjfolder\Main Grid.ElmNet\Bus74.ElmTerm | 0 | Network Model.IntPrjfolder\Network Data.IntPrjfolder\Main Grid.ElmNet | 20 | 0 | 0 | 0 | 11.547 | 1 | 1.05 | 0 | 0 | Network Model.IntPrjfolder\Network Data.IntPrjfolder\Areas.IntArea\TAMBAK.ElmArea | 0 | 0 | 0 | 1746365009 | 0 | 0 | 0 | 0 | 0 | 0 | 0 | 0 | 1 | 0 | 0 | 0 | 0 | 0 | 0 | 0 | 0 | Bus74 | ["Vertical in metal enclosure"] | -2 | 0 | 0 | 0 | 0 | 0 | 1 | 0 | 0 | 0 | 0 | 3 | 1970-01-01T00:00:00Z | 0 | 0 | Network Model.IntPrjfolder\Network Data.IntPrjfolder\Main Grid.ElmNet | Network Model.IntPrjfolder\Network Data.IntPrjfolder\Main Grid.ElmNet | 0 | Bus74 | 0 | 0 | 0 | MAN | 0 | 0 | 0 | 0 | 0 | 0 | 5 | -5 | vcb | 0 | 0 | 0 | 1746599839 | 0 | 0 | 0 | 0 | 1 | 0 | 0 | 0 | 0 | 0 | 0 | 0 | 1 | 1 | 0 | -1 | 0 | 0 | 0 | 0 | 0 | 0 | -1 | 0 | 3 | 0 | Bus74 | 0 | 0 | 3 | 4906093 | Network Model.IntPrjfolder\Network Data.IntPrjfolder\Areas.IntArea\TAMBAK.ElmArea | 4905050 | 4294967294 | 0 | 0 | 0 | 12 | 1 | 6 | 12 | 20 | 0 | 0
Bus78 | Network Model.IntPrjfolder\Network Data.IntPrjfolder\Main Grid.ElmNet\Bus78.ElmTerm | 0 | Network Model.IntPrjfolder\Network Data.IntPrjfolder\Main Grid.ElmNet | 20 | 1 | 0 | 0 | 11.547 | 1 | 1.05 | 0 | 0 | Network Model.IntPrjfolder\Network Data.IntPrjfolder\Areas.IntArea\TAMBAK.ElmArea | 0 | 0 | 0 | 1746365076 | 0 | 0 | 0 | 0 | 0 | 0 | 0 | 0 | 1 | 0 | 0 | 0 | 0 | 0 | 0 | 0 | 0 | Bus78 | ["Vertical in metal enclosure"] | -2 | 0 | 0 | 0 | 0 | 0 | 1 | 0 | 0 | 0 | 0 | 3 | 1970-01-01T00:00:00Z | 0 | 0 | Network Model.IntPrjfolder\Network Data.IntPrjfolder\Main Grid.ElmNet | Network Model.IntPrjfolder\Network Data.IntPrjfolder\Main Grid.ElmNet | 0 | Bus78 | 0 | 0 | 0 | MAN | 0 | 0 | 0 | 0 | 0 | 0 | 5 | -5 | vcb | 0 | 0 | 0 | 1746599839 | 0 | 0 | 0 | 0 | 1 | 0 | 0 | 0 | 0 | 0 | 0 | 0 | 1 | 1 | 0 | -1 | 0 | 0 | 0 | 0 | 0 | 0 | -1 | 0 | 3 | 0 | Bus78 | 0 | 0 | 3 | 4906104 | Network Model.IntPrjfolder\Network Data.IntPrjfolder\Areas.IntArea\TAMBAK.ElmArea | 4905050 | 4294967294 | 0 | 0 | 0 | 12 | 1 | 6 | 12 | 20 | 0 | 0
Bus72 | Network Model.IntPrjfolder\Network Data.IntPrjfolder\Main Grid.ElmNet\Bus72.ElmTerm | 0 | Network Model.IntPrjfolder\Network Data.IntPrjfolder\Main Grid.ElmNet | 0.4 | 1 | 0 | 0 | 0.23094 | 1 | 1.05 | 0 | 0 | Network Model.IntPrjfolder\Network Data.IntPrjfolder\Areas.IntArea\TAMBAK.ElmArea | 0 | 0 | 0 | 1746365084 | 0 | 0 | 0 | 0 | 0 | 0 | 0 | 0 | 1 | 0 | 0 | 0 | 0 | 0 | 0 | 0 | 0 | Bus72 | ["Vertical in metal enclosure"] | -2 | 0 | 0 | 0 | 0 | 0 | 1 | 0 | 0 | 0 | 0 | 3 | 1970-01-01T00:00:00Z | 0 | 0 | Network Model.IntPrjfolder\Network Data.IntPrjfolder\Main Grid.ElmNet | Network Model.IntPrjfolder\Network Data.IntPrjfolder\Main Grid.ElmNet | 0 | Bus72 | 0 | 0 | 0 | MAN | 0 | 0 | 0 | 0 | 0 | 0 | 5 | -5 | vcb | 0 | 0 | 0 | 1746599839 | 0 | 0 | 0 | 0 | 1 | 0 | 0 | 0 | 0 | 0 | 0 | 0 | 1 | 1 | 0 | -1 | 0 | 0 | 0 | 0 | 0 | 0 | -1 | 0 | 3 | 0 | Bus72 | 0 | 0 | 3 | 4906106 | Network Model.IntPrjfolder\Network Data.IntPrjfolder\Areas.IntArea\TAMBAK.ElmArea | 4905050 | 4294967294 | 0 | 0 | 0 | 12 | 1 | 6 | 12 | 0.4 | 0 | 0
Bus77 | Network Model.IntPrjfolder\Network Data.IntPrjfolder\Main Grid.ElmNet\Bus77.ElmTerm | 0 | Network Model.IntPrjfolder\Network Data.IntPrjfolder\Main Grid.ElmNet | 0.4 | 1 | 0 | 0 | 0.23094 | 1 | 1.05 | 0 | 0 | Network Model.IntPrjfolder\Network Data.IntPrjfolder\Areas.IntArea\TAMBAK.ElmArea | 0 | 0 | 0 | 1746365191 | 0 | 0 | 0 | 0 | 0 | 0 | 0 | 0 | 1 | 0 | 0 | 0 | 0 | 0 | 0 | 0 | 0 | Bus77 | ["Vertical in metal enclosure"] | -2 | 0 | 0 | 0 | 0 | 0 | 1 | 0 | 0 | 0 | 0 | 3 | 1970-01-01T00:00:00Z | 0 | 0 | Network Model.IntPrjfolder\Network Data.IntPrjfolder\Main Grid.ElmNet | Network Model.IntPrjfolder\Network Data.IntPrjfolder\Main Grid.ElmNet | 0 | Bus77 | 0 | 0 | 0 | MAN | 0 | 0 | 0 | 0 | 0 | 0 | 5 | -5 | vcb | 0 | 0 | 0 | 1746599839 | 0 | 0 | 0 | 0 | 1 | 0 | 0 | 0 | 0 | 0 | 0 | 0 | 1 | 1 | 0 | -1 | 0 | 0 | 0 | 0 | 0 | 0 | -1 | 0 | 3 | 0 | Bus77 | 0 | 0 | 3 | 4906129 | Network Model.IntPrjfolder\Network Data.IntPrjfolder\Areas.IntArea\TAMBAK.ElmArea | 4905050 | 4294967294 | 0 | 0 | 0 | 12 | 1 | 6 | 12 | 0.4 | 0 | 0
Bus238 | Network Model.IntPrjfolder\Network Data.IntPrjfolder\Main Grid.ElmNet\Bus238.ElmTerm | 0 | Network Model.IntPrjfolder\Network Data.IntPrjfolder\Main Grid.ElmNet | 20 | 1 | 0 | 0 | 11.547 | 1 | 1.05 | 0 | 0 | Network Model.IntPrjfolder\Network Data.IntPrjfolder\Areas.IntArea\TAMBAK.ElmArea | 0 | 0 | 0 | 1746365250 | 0 | 0 | 0 | 0 | 0 | 0 | 0 | 0 | 1 | 0 | 0 | 0 | 0 | 0 | 0 | 0 | 0 | Bus238 | ["Vertical in metal enclosure"] | -2 | 0 | 0 | 0 | 0 | 0 | 1 | 0 | 0 | 0 | 0 | 3 | 1970-01-01T00:00:00Z | 0 | 0 | Network Model.IntPrjfolder\Network Data.IntPrjfolder\Main Grid.ElmNet | Network Model.IntPrjfolder\Network Data.IntPrjfolder\Main Grid.ElmNet | 0 | Bus238 | 0 | 0 | 0 | MAN | 0 | 0 | 0 | 0 | 0 | 0 | 5 | -5 | vcb | 0 | 0 | 0 | 1746599839 | 0 | 0 | 0 | 0 | 1 | 0 | 0 | 0 | 0 | 0 | 0 | 0 | 1 | 1 | 0 | -1 | 0 | 0 | 0 | 0 | 0 | 0 | -1 | 0 | 3 | 0 | Bus238 | 0 | 0 | 3 | 4906143 | Network Model.IntPrjfolder\Network Data.IntPrjfolder\Areas.IntArea\TAMBAK.ElmArea | 4905050 | 4294967294 | 0 | 0 | 0 | 12 | 1 | 6 | 12 | 20 | 0 | 0
Bus237 | Network Model.IntPrjfolder\Network Data.IntPrjfolder\Main Grid.ElmNet\Bus237.ElmTerm | 0 | Network Model.IntPrjfolder\Network Data.IntPrjfolder\Main Grid.ElmNet | 0.4 | 1 | 0 | 0 | 0.23094 | 1 | 1.05 | 0 | 0 | Network Model.IntPrjfolder\Network Data.IntPrjfolder\Areas.IntArea\TAMBAK.ElmArea | 0 | 0 | 0 | 1746365301 | 0 | 0 | 0 | 0 | 0 | 0 | 0 | 0 | 1 | 0 | 0 | 0 | 0 | 0 | 0 | 0 | 0 | Bus237 | ["Vertical in metal enclosure"] | -2 | 0 | 0 | 0 | 0 | 0 | 1 | 0 | 0 | 0 | 0 | 3 | 1970-01-01T00:00:00Z | 0 | 0 | Network Model.IntPrjfolder\Network Data.IntPrjfolder\Main Grid.ElmNet | Network Model.IntPrjfolder\Network Data.IntPrjfolder\Main Grid.ElmNet | 0 | Bus237 | 0 | 0 | 0 | MAN | 0 | 0 | 0 | 0 | 0 | 0 | 5 | -5 | vcb | 0 | 0 | 0 | 1746599839 | 0 | 0 | 0 | 0 | 1 | 0 | 0 | 0 | 0 | 0 | 0 | 0 | 1 | 1 | 0 | -1 | 0 | 0 | 0 | 0 | 0 | 0 | -1 | 0 | 3 | 0 | Bus237 | 0 | 0 | 3 | 4906152 | Network Model.IntPrjfolder\Network Data.IntPrjfolder\Areas.IntArea\TAMBAK.ElmArea | 4905050 | 4294967294 | 0 | 0 | 0 | 12 | 1 | 6 | 12 | 0.4 | 0 | 0
Terminal(13) | Network Model.IntPrjfolder\Network Data.IntPrjfolder\Main Grid.ElmNet\Terminal(13).ElmTerm | 0 | Network Model.IntPrjfolder\Network Data.IntPrjfolder\Main Grid.ElmNet | 20 | 1 | 0 | 0 | 11.547 | 1 | 1.05 | 0 | 0 | Network Model.IntPrjfolder\Network Data.IntPrjfolder\Areas.IntArea\TAMBAK.ElmArea | 0 | 0 | 0 | 1746365362 | 0 | 0 | 0 | 0 | 0 | 0 | 0 | 0 | 1 | 0 | 0 | 0 | 0 | 0 | 0 | 0 | 0 | Terminal(13) | ["Vertical in metal enclosure"] | -2 | 0 | 0 | 0 | 0 | 0 | 1 | 0 | 0 | 0 | 0 | 3 | 1970-01-01T00:00:00Z | 0 | 0 | Network Model.IntPrjfolder\Network Data.IntPrjfolder\Main Grid.ElmNet | Network Model.IntPrjfolder\Network Data.IntPrjfolder\Main Grid.ElmNet | 0 | Terminal(13) | 0 | 0 | 0 | MAN | 0 | 0 | 0 | 0 | 0 | 0 | 5 | -5 | vcb | 0 | 0 | 0 | 1746599839 | 0 | 0 | 0 | 0 | 1 | 0 | 0 | 0 | 0 | 0 | 0 | 0 | 1 | 1 | 0 | -1 | 0 | 0 | 0 | 0 | 0 | 0 | -1 | 0 | 3 | 0 | Terminal(13) | 0 | 0 | 3 | 4906166 | Network Model.IntPrjfolder\Network Data.IntPrjfolder\Areas.IntArea\TAMBAK.ElmArea | 4905050 | 4294967294 | 0 | 0 | 0 | 12 | 1 | 6 | 12 | 20 | 0 | 0
Bus239 | Network Model.IntPrjfolder\Network Data.IntPrjfolder\Main Grid.ElmNet\Bus239.ElmTerm | 0 | Network Model.IntPrjfolder\Network Data.IntPrjfolder\Main Grid.ElmNet | 20 | 1 | 0 | 0 | 11.547 | 1 | 1.05 | 0 | 0 | Network Model.IntPrjfolder\Network Data.IntPrjfolder\Areas.IntArea\TAMBAK.ElmArea | 0 | 0 | 0 | 1746365450 | 0 | 0 | 0 | 0 | 0 | 0 | 0 | 0 | 1 | 0 | 0 | 0 | 0 | 0 | 0 | 0 | 0 | Bus239 | ["Vertical in metal enclosure"] | -2 | 0 | 0 | 0 | 0 | 0 | 1 | 0 | 0 | 0 | 0 | 3 | 1970-01-01T00:00:00Z | 0 | 0 | Network Model.IntPrjfolder\Network Data.IntPrjfolder\Main Grid.ElmNet | Network Model.IntPrjfolder\Network Data.IntPrjfolder\Main Grid.ElmNet | 0 | Bus239 | 0 | 0 | 0 | MAN | 0 | 0 | 0 | 0 | 0 | 0 | 5 | -5 | vcb | 0 | 0 | 0 | 1746599839 | 0 | 0 | 0 | 0 | 1 | 0 | 0 | 0 | 0 | 0 | 0 | 0 | 1 | 1 | 0 | -1 | 0 | 0 | 0 | 0 | 0 | 0 | -1 | 0 | 3 | 0 | Bus239 | 0 | 0 | 3 | 4906176 | Network Model.IntPrjfolder\Network Data.IntPrjfolder\Areas.IntArea\TAMBAK.ElmArea | 4905050 | 4294967294 | 0 | 0 | 0 | 12 | 1 | 6 | 12 | 20 | 0 | 0
Bus39 | Network Model.IntPrjfolder\Network Data.IntPrjfolder\Main Grid.ElmNet\Bus39.ElmTerm | 0 | Network Model.IntPrjfolder\Network Data.IntPrjfolder\Main Grid.ElmNet | 20 | 0 | 0 | 0 | 11.547 | 1 | 1.05 | 0 | 0 | Network Model.IntPrjfolder\Network Data.IntPrjfolder\Areas.IntArea\TAMBAK.ElmArea | 0 | 0 | 0 | 1746365487 | 0 | 0 | 0 | 0 | 0 | 0 | 0 | 0 | 1 | 0 | 0 | 0 | 0 | 0 | 0 | 0 | 0 | Bus39 | ["Vertical in metal enclosure"] | -2 | 0 | 0 | 0 | 0 | 0 | 1 | 0 | 0 | 0 | 0 | 3 | 1970-01-01T00:00:00Z | 0 | 0 | Network Model.IntPrjfolder\Network Data.IntPrjfolder\Main Grid.ElmNet | Network Model.IntPrjfolder\Network Data.IntPrjfolder\Main Grid.ElmNet | 0 | Bus39 | 0 | 0 | 0 | MAN | 0 | 0 | 0 | 0 | 0 | 0 | 5 | -5 | vcb | 0 | 0 | 0 | 1746599839 | 0 | 0 | 0 | 0 | 1 | 0 | 0 | 0 | 0 | 0 | 0 | 0 | 1 | 1 | 0 | -1 | 0 | 0 | 0 | 0 | 0 | 0 | -1 | 0 | 3 | 0 | Bus39 | 0 | 0 | 3 | 4906185 | Network Model.IntPrjfolder\Network Data.IntPrjfolder\Areas.IntArea\TAMBAK.ElmArea | 4905050 | 4294967294 | 0 | 0 | 0 | 12 | 1 | 6 | 12 | 20 | 0 | 0
Bus38 | Network Model.IntPrjfolder\Network Data.IntPrjfolder\Main Grid.ElmNet\Bus38.ElmTerm | 0 | Network Model.IntPrjfolder\Network Data.IntPrjfolder\Main Grid.ElmNet | 0.4 | 1 | 0 | 0 | 0.23094 | 1 | 1.05 | 0 | 0 | Network Model.IntPrjfolder\Network Data.IntPrjfolder\Areas.IntArea\TAMBAK.ElmArea | 0 | 0 | 0 | 1746365529 | 0 | 0 | 0 | 0 | 0 | 0 | 0 | 0 | 1 | 0 | 0 | 0 | 0 | 0 | 0 | 0 | 0 | Bus38 | ["Vertical in metal enclosure"] | -2 | 0 | 0 | 0 | 0 | 0 | 1 | 0 | 0 | 0 | 0 | 3 | 1970-01-01T00:00:00Z | 0 | 0 | Network Model.IntPrjfolder\Network Data.IntPrjfolder\Main Grid.ElmNet | Network Model.IntPrjfolder\Network Data.IntPrjfolder\Main Grid.ElmNet | 0 | Bus38 | 0 | 0 | 0 | MAN | 0 | 0 | 0 | 0 | 0 | 0 | 5 | -5 | vcb | 0 | 0 | 0 | 1746599839 | 0 | 0 | 0 | 0 | 1 | 0 | 0 | 0 | 0 | 0 | 0 | 0 | 1 | 1 | 0 | -1 | 0 | 0 | 0 | 0 | 0 | 0 | -1 | 0 | 3 | 0 | Bus38 | 0 | 0 | 3 | 4906196 | Network Model.IntPrjfolder\Network Data.IntPrjfolder\Areas.IntArea\TAMBAK.ElmArea | 4905050 | 4294967294 | 0 | 0 | 0 | 12 | 1 | 6 | 12 | 0.4 | 0 | 0
Bus82 | Network Model.IntPrjfolder\Network Data.IntPrjfolder\Main Grid.ElmNet\Bus82.ElmTerm | 0 | Network Model.IntPrjfolder\Network Data.IntPrjfolder\Main Grid.ElmNet | 20 | 0 | 0 | 0 | 11.547 | 1 | 1.05 | 0 | 0 | Network Model.IntPrjfolder\Network Data.IntPrjfolder\Areas.IntArea\TAMBAK.ElmArea | 0 | 0 | 0 | 1746365910 | 0 | 0 | 0 | 0 | 0 | 0 | 0 | 0 | 1 | 0 | 0 | 0 | 0 | 0 | 0 | 0 | 0 | Bus82 | ["Vertical in metal enclosure"] | -2 | 0 | 0 | 0 | 0 | 0 | 1 | 0 | 0 | 0 | 0 | 3 | 1970-01-01T00:00:00Z | 0 | 0 | Network Model.IntPrjfolder\Network Data.IntPrjfolder\Main Grid.ElmNet | Network Model.IntPrjfolder\Network Data.IntPrjfolder\Main Grid.ElmNet | 0 | Bus82 | 0 | 0 | 0 | MAN | 0 | 0 | 0 | 0 | 0 | 0 | 5 | -5 | vcb | 0 | 0 | 0 | 1746599839 | 0 | 0 | 0 | 0 | 1 | 0 | 0 | 0 | 0 | 0 | 0 | 0 | 1 | 1 | 0 | -1 | 0 | 0 | 0 | 0 | 0 | 0 | -1 | 0 | 3 | 0 | Bus82 | 0 | 0 | 3 | 4906211 | Network Model.IntPrjfolder\Network Data.IntPrjfolder\Areas.IntArea\TAMBAK.ElmArea | 4905050 | 4294967294 | 0 | 0 | 0 | 12 | 1 | 6 | 12 | 20 | 0 | 0
Bus81 | Network Model.IntPrjfolder\Network Data.IntPrjfolder\Main Grid.ElmNet\Bus81.ElmTerm | 0 | Network Model.IntPrjfolder\Network Data.IntPrjfolder\Main Grid.ElmNet | 0.4 | 1 | 0 | 0 | 0.23094 | 1 | 1.05 | 0 | 0 | Network Model.IntPrjfolder\Network Data.IntPrjfolder\Areas.IntArea\TAMBAK.ElmArea | 0 | 0 | 0 | 1746366445 | 0 | 0 | 0 | 0 | 0 | 0 | 0 | 0 | 1 | 0 | 0 | 0 | 0 | 0 | 0 | 0 | 0 | Bus81 | ["Vertical in metal enclosure"] | -2 | 0 | 0 | 0 | 0 | 0 | 1 | 0 | 0 | 0 | 0 | 3 | 1970-01-01T00:00:00Z | 0 | 0 | Network Model.IntPrjfolder\Network Data.IntPrjfolder\Main Grid.ElmNet | Network Model.IntPrjfolder\Network Data.IntPrjfolder\Main Grid.ElmNet | 0 | Bus81 | 0 | 0 | 0 | MAN | 0 | 0 | 0 | 0 | 0 | 0 | 5 | -5 | vcb | 0 | 0 | 0 | 1746599839 | 0 | 0 | 0 | 0 | 1 | 0 | 0 | 0 | 0 | 0 | 0 | 0 | 1 | 1 | 0 | -1 | 0 | 0 | 0 | 0 | 0 | 0 | -1 | 0 | 3 | 0 | Bus81 | 0 | 0 | 3 | 4906223 | Network Model.IntPrjfolder\Network Data.IntPrjfolder\Areas.IntArea\TAMBAK.ElmArea | 4905050 | 4294967294 | 0 | 0 | 0 | 12 | 1 | 6 | 12 | 0.4 | 0 | 0
Bus240 | Network Model.IntPrjfolder\Network Data.IntPrjfolder\Main Grid.ElmNet\Bus240.ElmTerm | 0 | Network Model.IntPrjfolder\Network Data.IntPrjfolder\Main Grid.ElmNet | 20 | 1 | 0 | 0 | 11.547 | 1 | 1.05 | 0 | 0 | Network Model.IntPrjfolder\Network Data.IntPrjfolder\Areas.IntArea\TAMBAK.ElmArea | 0 | 0 | 0 | 1746366506 | 0 | 0 | 0 | 0 | 0 | 0 | 0 | 0 | 1 | 0 | 0 | 0 | 0 | 0 | 0 | 0 | 0 | Bus240 | ["Vertical in metal enclosure"] | -2 | 0 | 0 | 0 | 0 | 0 | 1 | 0 | 0 | 0 | 0 | 3 | 1970-01-01T00:00:00Z | 0 | 0 | Network Model.IntPrjfolder\Network Data.IntPrjfolder\Main Grid.ElmNet | Network Model.IntPrjfolder\Network Data.IntPrjfolder\Main Grid.ElmNet | 0 | Bus240 | 0 | 0 | 0 | MAN | 0 | 0 | 0 | 0 | 0 | 0 | 5 | -5 | vcb | 0 | 0 | 0 | 1746599839 | 0 | 0 | 0 | 0 | 1 | 0 | 0 | 0 | 0 | 0 | 0 | 0 | 1 | 1 | 0 | -1 | 0 | 0 | 0 | 0 | 0 | 0 | -1 | 0 | 3 | 0 | Bus240 | 0 | 0 | 3 | 4906238 | Network Model.IntPrjfolder\Network Data.IntPrjfolder\Areas.IntArea\TAMBAK.ElmArea | 4905050 | 4294967294 | 0 | 0 | 0 | 12 | 1 | 6 | 12 | 20 | 0 | 0
Bus91 | Network Model.IntPrjfolder\Network Data.IntPrjfolder\Main Grid.ElmNet\Bus91.ElmTerm | 0 | Network Model.IntPrjfolder\Network Data.IntPrjfolder\Main Grid.ElmNet | 20 | 0 | 0 | 0 | 11.547 | 1 | 1.05 | 0 | 0 | Network Model.IntPrjfolder\Network Data.IntPrjfolder\Areas.IntArea\TAMBAK.ElmArea | 0 | 0 | 0 | 1746366546 | 0 | 0 | 0 | 0 | 0 | 0 | 0 | 0 | 1 | 0 | 0 | 0 | 0 | 0 | 0 | 0 | 0 | Bus91 | ["Vertical in metal enclosure"] | -2 | 0 | 0 | 0 | 0 | 0 | 1 | 0 | 0 | 0 | 0 | 3 | 1970-01-01T00:00:00Z | 0 | 0 | Network Model.IntPrjfolder\Network Data.IntPrjfolder\Main Grid.ElmNet | Network Model.IntPrjfolder\Network Data.IntPrjfolder\Main Grid.ElmNet | 0 | Bus91 | 0 | 0 | 0 | MAN | 0 | 0 | 0 | 0 | 0 | 0 | 5 | -5 | vcb | 0 | 0 | 0 | 1746599839 | 0 | 0 | 0 | 0 | 1 | 0 | 0 | 0 | 0 | 0 | 0 | 0 | 1 | 1 | 0 | -1 | 0 | 0 | 0 | 0 | 0 | 0 | -1 | 0 | 3 | 0 | Bus91 | 0 | 0 | 3 | 4906248 | Network Model.IntPrjfolder\Network Data.IntPrjfolder\Areas.IntArea\TAMBAK.ElmArea | 4905050 | 4294967294 | 0 | 0 | 0 | 12 | 1 | 6 | 12 | 20 | 0 | 0
Bus90 | Network Model.IntPrjfolder\Network Data.IntPrjfolder\Main Grid.ElmNet\Bus90.ElmTerm | 0 | Network Model.IntPrjfolder\Network Data.IntPrjfolder\Main Grid.ElmNet | 0.4 | 1 | 0 | 0 | 0.23094 | 1 | 1.05 | 0 | 0 | Network Model.IntPrjfolder\Network Data.IntPrjfolder\Areas.IntArea\TAMBAK.ElmArea | 0 | 0 | 0 | 1746366613 | 0 | 0 | 0 | 0 | 0 | 0 | 0 | 0 | 1 | 0 | 0 | 0 | 0 | 0 | 0 | 0 | 0 | Bus90 | ["Vertical in metal enclosure"] | -2 | 0 | 0 | 0 | 0 | 0 | 1 | 0 | 0 | 0 | 0 | 3 | 1970-01-01T00:00:00Z | 0 | 0 | Network Model.IntPrjfolder\Network Data.IntPrjfolder\Main Grid.ElmNet | Network Model.IntPrjfolder\Network Data.IntPrjfolder\Main Grid.ElmNet | 0 | Bus90 | 0 | 0 | 0 | MAN | 0 | 0 | 0 | 0 | 0 | 0 | 5 | -5 | vcb | 0 | 0 | 0 | 1746599839 | 0 | 0 | 0 | 0 | 1 | 0 | 0 | 0 | 0 | 0 | 0 | 0 | 1 | 1 | 0 | -1 | 0 | 0 | 0 | 0 | 0 | 0 | -1 | 0 | 3 | 0 | Bus90 | 0 | 0 | 3 | 4906259 | Network Model.IntPrjfolder\Network Data.IntPrjfolder\Areas.IntArea\TAMBAK.ElmArea | 4905050 | 4294967294 | 0 | 0 | 0 | 12 | 1 | 6 | 12 | 0.4 | 0 | 0
Bus93 | Network Model.IntPrjfolder\Network Data.IntPrjfolder\Main Grid.ElmNet\Bus93.ElmTerm | 0 | Network Model.IntPrjfolder\Network Data.IntPrjfolder\Main Grid.ElmNet | 20 | 1 | 0 | 0 | 11.547 | 1 | 1.05 | 0 | 0 | Network Model.IntPrjfolder\Network Data.IntPrjfolder\Areas.IntArea\TAMBAK.ElmArea | 0 | 0 | 0 | 1746366677 | 0 | 0 | 0 | 0 | 0 | 0 | 0 | 0 | 1 | 0 | 0 | 0 | 0 | 0 | 0 | 0 | 0 | Bus93 | ["Vertical in metal enclosure"] | -2 | 0 | 0 | 0 | 0 | 0 | 1 | 0 | 0 | 0 | 0 | 3 | 1970-01-01T00:00:00Z | 0 | 0 | Network Model.IntPrjfolder\Network Data.IntPrjfolder\Main Grid.ElmNet | Network Model.IntPrjfolder\Network Data.IntPrjfolder\Main Grid.ElmNet | 0 | Bus93 | 0 | 0 | 0 | MAN | 0 | 0 | 0 | 0 | 0 | 0 | 5 | -5 | vcb | 0 | 0 | 0 | 1746599839 | 0 | 0 | 0 | 0 | 1 | 0 | 0 | 0 | 0 | 0 | 0 | 0 | 1 | 1 | 0 | -1 | 0 | 0 | 0 | 0 | 0 | 0 | -1 | 0 | 3 | 0 | Bus93 | 0 | 0 | 3 | 4906274 | Network Model.IntPrjfolder\Network Data.IntPrjfolder\Areas.IntArea\TAMBAK.ElmArea | 4905050 | 4294967294 | 0 | 0 | 0 | 12 | 1 | 6 | 12 | 20 | 0 | 0
Bus241 | Network Model.IntPrjfolder\Network Data.IntPrjfolder\Main Grid.ElmNet\Bus241.ElmTerm | 0 | Network Model.IntPrjfolder\Network Data.IntPrjfolder\Main Grid.ElmNet | 20 | 1 | 0 | 0 | 11.547 | 1 | 1.05 | 0 | 0 | Network Model.IntPrjfolder\Network Data.IntPrjfolder\Areas.IntArea\TAMBAK.ElmArea | 0 | 0 | 0 | 1746366707 | 0 | 0 | 0 | 0 | 0 | 0 | 0 | 0 | 1 | 0 | 0 | 0 | 0 | 0 | 0 | 0 | 0 | Bus241 | ["Vertical in metal enclosure"] | -2 | 0 | 0 | 0 | 0 | 0 | 1 | 0 | 0 | 0 | 0 | 3 | 1970-01-01T00:00:00Z | 0 | 0 | Network Model.IntPrjfolder\Network Data.IntPrjfolder\Main Grid.ElmNet | Network Model.IntPrjfolder\Network Data.IntPrjfolder\Main Grid.ElmNet | 0 | Bus241 | 0 | 0 | 0 | MAN | 0 | 0 | 0 | 0 | 0 | 0 | 5 | -5 | vcb | 0 | 0 | 0 | 1746599839 | 0 | 0 | 0 | 0 | 1 | 0 | 0 | 0 | 0 | 0 | 0 | 0 | 1 | 1 | 0 | -1 | 0 | 0 | 0 | 0 | 0 | 0 | -1 | 0 | 3 | 0 | Bus241 | 0 | 0 | 3 | 4906283 | Network Model.IntPrjfolder\Network Data.IntPrjfolder\Areas.IntArea\TAMBAK.ElmArea | 4905050 | 4294967294 | 0 | 0 | 0 | 12 | 1 | 6 | 12 | 20 | 0 | 0
Bus244 | Network Model.IntPrjfolder\Network Data.IntPrjfolder\Main Grid.ElmNet\Bus244.ElmTerm | 0 | Network Model.IntPrjfolder\Network Data.IntPrjfolder\Main Grid.ElmNet | 20 | 1 | 0 | 0 | 11.547 | 1 | 1.05 | 0 | 0 | Network Model.IntPrjfolder\Network Data.IntPrjfolder\Areas.IntArea\TAMBAK.ElmArea | 0 | 0 | 0 | 1746366709 | 0 | 0 | 0 | 0 | 0 | 0 | 0 | 0 | 1 | 0 | 0 | 0 | 0 | 0 | 0 | 0 | 0 | Bus244 | ["Vertical in metal enclosure"] | -2 | 0 | 0 | 0 | 0 | 0 | 1 | 0 | 0 | 0 | 0 | 3 | 1970-01-01T00:00:00Z | 0 | 0 | Network Model.IntPrjfolder\Network Data.IntPrjfolder\Main Grid.ElmNet | Network Model.IntPrjfolder\Network Data.IntPrjfolder\Main Grid.ElmNet | 0 | Bus244 | 0 | 0 | 0 | MAN | 0 | 0 | 0 | 0 | 0 | 0 | 5 | -5 | vcb | 0 | 0 | 0 | 1746599850 | 0 | 0 | 0 | 0 | 1 | 0 | 0 | 0 | 0 | 0 | 0 | 0 | 1 | 1 | 0 | -1 | 0 | 0 | 0 | 0 | 0 | 0 | -1 | 0 | 3 | 0 | Bus244 | 0 | 0 | 3 | 4906285 | Network Model.IntPrjfolder\Network Data.IntPrjfolder\Areas.IntArea\TAMBAK.ElmArea | 4905050 | 4294967294 | 0 | 0 | 0 | 12 | 1 | 6 | 12 | 20 | 0 | 0
Bus247 | Network Model.IntPrjfolder\Network Data.IntPrjfolder\Main Grid.ElmNet\Bus247.ElmTerm | 0 | Network Model.IntPrjfolder\Network Data.IntPrjfolder\Main Grid.ElmNet | 20 | 1 | 0 | 0 | 11.547 | 1 | 1.05 | 0 | 0 | Network Model.IntPrjfolder\Network Data.IntPrjfolder\Areas.IntArea\TAMBAK.ElmArea | 0 | 0 | 0 | 1746366820 | 0 | 0 | 0 | 0 | 0 | 0 | 0 | 0 | 1 | 0 | 0 | 0 | 0 | 0 | 0 | 0 | 0 | Bus247 | ["Vertical in metal enclosure"] | -2 | 0 | 0 | 0 | 0 | 0 | 1 | 0 | 0 | 0 | 0 | 3 | 1970-01-01T00:00:00Z | 0 | 0 | Network Model.IntPrjfolder\Network Data.IntPrjfolder\Main Grid.ElmNet | Network Model.IntPrjfolder\Network Data.IntPrjfolder\Main Grid.ElmNet | 0 | Bus247 | 0 | 0 | 0 | MAN | 0 | 0 | 0 | 0 | 0 | 0 | 5 | -5 | vcb | 0 | 0 | 0 | 1746599850 | 0 | 0 | 0 | 0 | 1 | 0 | 0 | 0 | 0 | 0 | 0 | 0 | 1 | 1 | 0 | -1 | 0 | 0 | 0 | 0 | 0 | 0 | -1 | 0 | 3 | 0 | Bus247 | 0 | 0 | 3 | 4906301 | Network Model.IntPrjfolder\Network Data.IntPrjfolder\Areas.IntArea\TAMBAK.ElmArea | 4905050 | 4294967294 | 0 | 0 | 0 | 12 | 1 | 6 | 12 | 20 | 0 | 0
Bus250 | Network Model.IntPrjfolder\Network Data.IntPrjfolder\Main Grid.ElmNet\Bus250.ElmTerm | 0 | Network Model.IntPrjfolder\Network Data.IntPrjfolder\Main Grid.ElmNet | 20 | 1 | 0 | 0 | 11.547 | 1 | 1.05 | 0 | 0 | Network Model.IntPrjfolder\Network Data.IntPrjfolder\Areas.IntArea\TAMBAK.ElmArea | 0 | 0 | 0 | 1746366822 | 0 | 0 | 0 | 0 | 0 | 0 | 0 | 0 | 1 | 0 | 0 | 0 | 0 | 0 | 0 | 0 | 0 | Bus250 | ["Vertical in metal enclosure"] | -2 | 0 | 0 | 0 | 0 | 0 | 1 | 0 | 0 | 0 | 0 | 3 | 1970-01-01T00:00:00Z | 0 | 0 | Network Model.IntPrjfolder\Network Data.IntPrjfolder\Main Grid.ElmNet | Network Model.IntPrjfolder\Network Data.IntPrjfolder\Main Grid.ElmNet | 0 | Bus250 | 0 | 0 | 0 | MAN | 0 | 0 | 0 | 0 | 0 | 0 | 5 | -5 | vcb | 0 | 0 | 0 | 1746599850 | 0 | 0 | 0 | 0 | 1 | 0 | 0 | 0 | 0 | 0 | 0 | 0 | 1 | 1 | 0 | -1 | 0 | 0 | 0 | 0 | 0 | 0 | -1 | 0 | 3 | 0 | Bus250 | 0 | 0 | 3 | 4906303 | Network Model.IntPrjfolder\Network Data.IntPrjfolder\Areas.IntArea\TAMBAK.ElmArea | 4905050 | 4294967294 | 0 | 0 | 0 | 12 | 1 | 6 | 12 | 20 | 0 | 0
Bus254 | Network Model.IntPrjfolder\Network Data.IntPrjfolder\Main Grid.ElmNet\Bus254.ElmTerm | 0 | Network Model.IntPrjfolder\Network Data.IntPrjfolder\Main Grid.ElmNet | 20 | 1 | 0 | 0 | 11.547 | 1 | 1.05 | 0 | 0 | Network Model.IntPrjfolder\Network Data.IntPrjfolder\Areas.IntArea\TAMBAK.ElmArea | 0 | 0 | 0 | 1746366824 | 0 | 0 | 0 | 0 | 0 | 0 | 0 | 0 | 1 | 0 | 0 | 0 | 0 | 0 | 0 | 0 | 0 | Bus254 | ["Vertical in metal enclosure"] | -2 | 0 | 0 | 0 | 0 | 0 | 1 | 0 | 0 | 0 | 0 | 3 | 1970-01-01T00:00:00Z | 0 | 0 | Network Model.IntPrjfolder\Network Data.IntPrjfolder\Main Grid.ElmNet | Network Model.IntPrjfolder\Network Data.IntPrjfolder\Main Grid.ElmNet | 0 | Bus254 | 0 | 0 | 0 | MAN | 0 | 0 | 0 | 0 | 0 | 0 | 5 | -5 | vcb | 0 | 0 | 0 | 1746599850 | 0 | 0 | 0 | 0 | 1 | 0 | 0 | 0 | 0 | 0 | 0 | 0 | 1 | 1 | 0 | -1 | 0 | 0 | 0 | 0 | 0 | 0 | -1 | 0 | 3 | 0 | Bus254 | 0 | 0 | 3 | 4906305 | Network Model.IntPrjfolder\Network Data.IntPrjfolder\Areas.IntArea\TAMBAK.ElmArea | 4905050 | 4294967294 | 0 | 0 | 0 | 12 | 1 | 6 | 12 | 20 | 0 | 0
Bus257 | Network Model.IntPrjfolder\Network Data.IntPrjfolder\Main Grid.ElmNet\Bus257.ElmTerm | 0 | Network Model.IntPrjfolder\Network Data.IntPrjfolder\Main Grid.ElmNet | 20 | 1 | 0 | 0 | 11.547 | 1 | 1.05 | 0 | 0 | Network Model.IntPrjfolder\Network Data.IntPrjfolder\Areas.IntArea\TAMBAK.ElmArea | 0 | 0 | 0 | 1746367032 | 0 | 0 | 0 | 0 | 0 | 0 | 0 | 0 | 1 | 0 | 0 | 0 | 0 | 0 | 0 | 0 | 0 | Bus257 | ["Vertical in metal enclosure"] | -2 | 0 | 0 | 0 | 0 | 0 | 1 | 0 | 0 | 0 | 0 | 3 | 1970-01-01T00:00:00Z | 0 | 0 | Network Model.IntPrjfolder\Network Data.IntPrjfolder\Main Grid.ElmNet | Network Model.IntPrjfolder\Network Data.IntPrjfolder\Main Grid.ElmNet | 0 | Bus257 | 0 | 0 | 0 | MAN | 0 | 0 | 0 | 0 | 0 | 0 | 5 | -5 | vcb | 0 | 0 | 0 | 1746599850 | 0 | 0 | 0 | 0 | 1 | 0 | 0 | 0 | 0 | 0 | 0 | 0 | 1 | 1 | 0 | -1 | 0 | 0 | 0 | 0 | 0 | 0 | -1 | 0 | 3 | 0 | Bus257 | 0 | 0 | 3 | 4906328 | Network Model.IntPrjfolder\Network Data.IntPrjfolder\Areas.IntArea\TAMBAK.ElmArea | 4905050 | 4294967294 | 0 | 0 | 0 | 12 | 1 | 6 | 12 | 20 | 0 | 0
Bus92 | Network Model.IntPrjfolder\Network Data.IntPrjfolder\Main Grid.ElmNet\Bus92.ElmTerm | 0 | Network Model.IntPrjfolder\Network Data.IntPrjfolder\Main Grid.ElmNet | 0.4 | 1 | 0 | 0 | 0.23094 | 1 | 1.05 | 0 | 0 | Network Model.IntPrjfolder\Network Data.IntPrjfolder\Areas.IntArea\TAMBAK.ElmArea | 0 | 0 | 0 | 1746367091 | 0 | 0 | 0 | 0 | 0 | 0 | 0 | 0 | 1 | 0 | 0 | 0 | 0 | 0 | 0 | 0 | 0 | Bus92 | ["Vertical in metal enclosure"] | -2 | 0 | 0 | 0 | 0 | 0 | 1 | 0 | 0 | 0 | 0 | 3 | 1970-01-01T00:00:00Z | 0 | 0 | Network Model.IntPrjfolder\Network Data.IntPrjfolder\Main Grid.ElmNet | Network Model.IntPrjfolder\Network Data.IntPrjfolder\Main Grid.ElmNet | 0 | Bus92 | 0 | 0 | 0 | MAN | 0 | 0 | 0 | 0 | 0 | 0 | 5 | -5 | vcb | 0 | 0 | 0 | 1746599839 | 0 | 0 | 0 | 0 | 1 | 0 | 0 | 0 | 0 | 0 | 0 | 0 | 1 | 1 | 0 | -1 | 0 | 0 | 0 | 0 | 0 | 0 | -1 | 0 | 3 | 0 | Bus92 | 0 | 0 | 3 | 4906337 | Network Model.IntPrjfolder\Network Data.IntPrjfolder\Areas.IntArea\TAMBAK.ElmArea | 4905050 | 4294967294 | 0 | 0 | 0 | 12 | 1 | 6 | 12 | 0.4 | 0 | 0
Bus243 | Network Model.IntPrjfolder\Network Data.IntPrjfolder\Main Grid.ElmNet\Bus243.ElmTerm | 0 | Network Model.IntPrjfolder\Network Data.IntPrjfolder\Main Grid.ElmNet | 0.4 | 1 | 0 | 0 | 0.23094 | 1 | 1.05 | 0 | 0 | Network Model.IntPrjfolder\Network Data.IntPrjfolder\Areas.IntArea\TAMBAK.ElmArea | 0 | 0 | 0 | 1746367093 | 0 | 0 | 0 | 0 | 0 | 0 | 0 | 0 | 1 | 0 | 0 | 0 | 0 | 0 | 0 | 0 | 0 | Bus243 | ["Vertical in metal enclosure"] | -2 | 0 | 0 | 0 | 0 | 0 | 1 | 0 | 0 | 0 | 0 | 3 | 1970-01-01T00:00:00Z | 0 | 0 | Network Model.IntPrjfolder\Network Data.IntPrjfolder\Main Grid.ElmNet | Network Model.IntPrjfolder\Network Data.IntPrjfolder\Main Grid.ElmNet | 0 | Bus243 | 0 | 0 | 0 | MAN | 0 | 0 | 0 | 0 | 0 | 0 | 5 | -5 | vcb | 0 | 0 | 0 | 1746599850 | 0 | 0 | 0 | 0 | 1 | 0 | 0 | 0 | 0 | 0 | 0 | 0 | 1 | 1 | 0 | -1 | 0 | 0 | 0 | 0 | 0 | 0 | -1 | 0 | 3 | 0 | Bus243 | 0 | 0 | 3 | 4906339 | Network Model.IntPrjfolder\Network Data.IntPrjfolder\Areas.IntArea\TAMBAK.ElmArea | 4905050 | 4294967294 | 0 | 0 | 0 | 12 | 1 | 6 | 12 | 0.4 | 0 | 0
Bus246 | Network Model.IntPrjfolder\Network Data.IntPrjfolder\Main Grid.ElmNet\Bus246.ElmTerm | 0 | Network Model.IntPrjfolder\Network Data.IntPrjfolder\Main Grid.ElmNet | 0.4 | 1 | 0 | 0 | 0.23094 | 1 | 1.05 | 0 | 0 | Network Model.IntPrjfolder\Network Data.IntPrjfolder\Areas.IntArea\TAMBAK.ElmArea | 0 | 0 | 0 | 1746367096 | 0 | 0 | 0 | 0 | 0 | 0 | 0 | 0 | 1 | 0 | 0 | 0 | 0 | 0 | 0 | 0 | 0 | Bus246 | ["Vertical in metal enclosure"] | -2 | 0 | 0 | 0 | 0 | 0 | 1 | 0 | 0 | 0 | 0 | 3 | 1970-01-01T00:00:00Z | 0 | 0 | Network Model.IntPrjfolder\Network Data.IntPrjfolder\Main Grid.ElmNet | Network Model.IntPrjfolder\Network Data.IntPrjfolder\Main Grid.ElmNet | 0 | Bus246 | 0 | 0 | 0 | MAN | 0 | 0 | 0 | 0 | 0 | 0 | 5 | -5 | vcb | 0 | 0 | 0 | 1746599850 | 0 | 0 | 0 | 0 | 1 | 0 | 0 | 0 | 0 | 0 | 0 | 0 | 1 | 1 | 0 | -1 | 0 | 0 | 0 | 0 | 0 | 0 | -1 | 0 | 3 | 0 | Bus246 | 0 | 0 | 3 | 4906341 | Network Model.IntPrjfolder\Network Data.IntPrjfolder\Areas.IntArea\TAMBAK.ElmArea | 4905050 | 4294967294 | 0 | 0 | 0 | 12 | 1 | 6 | 12 | 0.4 | 0 | 0
Bus249 | Network Model.IntPrjfolder\Network Data.IntPrjfolder\Main Grid.ElmNet\Bus249.ElmTerm | 0 | Network Model.IntPrjfolder\Network Data.IntPrjfolder\Main Grid.ElmNet | 0.4 | 1 | 0 | 0 | 0.23094 | 1 | 1.05 | 0 | 0 | Network Model.IntPrjfolder\Network Data.IntPrjfolder\Areas.IntArea\TAMBAK.ElmArea | 0 | 0 | 0 | 1746367097 | 0 | 0 | 0 | 0 | 0 | 0 | 0 | 0 | 1 | 0 | 0 | 0 | 0 | 0 | 0 | 0 | 0 | Bus249 | ["Vertical in metal enclosure"] | -2 | 0 | 0 | 0 | 0 | 0 | 1 | 0 | 0 | 0 | 0 | 3 | 1970-01-01T00:00:00Z | 0 | 0 | Network Model.IntPrjfolder\Network Data.IntPrjfolder\Main Grid.ElmNet | Network Model.IntPrjfolder\Network Data.IntPrjfolder\Main Grid.ElmNet | 0 | Bus249 | 0 | 0 | 0 | MAN | 0 | 0 | 0 | 0 | 0 | 0 | 5 | -5 | vcb | 0 | 0 | 0 | 1746599850 | 0 | 0 | 0 | 0 | 1 | 0 | 0 | 0 | 0 | 0 | 0 | 0 | 1 | 1 | 0 | -1 | 0 | 0 | 0 | 0 | 0 | 0 | -1 | 0 | 3 | 0 | Bus249 | 0 | 0 | 3 | 4906343 | Network Model.IntPrjfolder\Network Data.IntPrjfolder\Areas.IntArea\TAMBAK.ElmArea | 4905050 | 4294967294 | 0 | 0 | 0 | 12 | 1 | 6 | 12 | 0.4 | 0 | 0
Bus253 | Network Model.IntPrjfolder\Network Data.IntPrjfolder\Main Grid.ElmNet\Bus253.ElmTerm | 0 | Network Model.IntPrjfolder\Network Data.IntPrjfolder\Main Grid.ElmNet | 0.4 | 1 | 0 | 0 | 0.23094 | 1 | 1.05 | 0 | 0 | Network Model.IntPrjfolder\Network Data.IntPrjfolder\Areas.IntArea\TAMBAK.ElmArea | 0 | 0 | 0 | 1746367099 | 0 | 0 | 0 | 0 | 0 | 0 | 0 | 0 | 1 | 0 | 0 | 0 | 0 | 0 | 0 | 0 | 0 | Bus253 | ["Vertical in metal enclosure"] | -2 | 0 | 0 | 0 | 0 | 0 | 1 | 0 | 0 | 0 | 0 | 3 | 1970-01-01T00:00:00Z | 0 | 0 | Network Model.IntPrjfolder\Network Data.IntPrjfolder\Main Grid.ElmNet | Network Model.IntPrjfolder\Network Data.IntPrjfolder\Main Grid.ElmNet | 0 | Bus253 | 0 | 0 | 0 | MAN | 0 | 0 | 0 | 0 | 0 | 0 | 5 | -5 | vcb | 0 | 0 | 0 | 1746599850 | 0 | 0 | 0 | 0 | 1 | 0 | 0 | 0 | 0 | 0 | 0 | 0 | 1 | 1 | 0 | -1 | 0 | 0 | 0 | 0 | 0 | 0 | -1 | 0 | 3 | 0 | Bus253 | 0 | 0 | 3 | 4906345 | Network Model.IntPrjfolder\Network Data.IntPrjfolder\Areas.IntArea\TAMBAK.ElmArea | 4905050 | 4294967294 | 0 | 0 | 0 | 12 | 1 | 6 | 12 | 0.4 | 0 | 0
Bus256 | Network Model.IntPrjfolder\Network Data.IntPrjfolder\Main Grid.ElmNet\Bus256.ElmTerm | 0 | Network Model.IntPrjfolder\Network Data.IntPrjfolder\Main Grid.ElmNet | 0.4 | 1 | 0 | 0 | 0.23094 | 1 | 1.05 | 0 | 0 | Network Model.IntPrjfolder\Network Data.IntPrjfolder\Areas.IntArea\TAMBAK.ElmArea | 0 | 0 | 0 | 1746367101 | 0 | 0 | 0 | 0 | 0 | 0 | 0 | 0 | 1 | 0 | 0 | 0 | 0 | 0 | 0 | 0 | 0 | Bus256 | ["Vertical in metal enclosure"] | -2 | 0 | 0 | 0 | 0 | 0 | 1 | 0 | 0 | 0 | 0 | 3 | 1970-01-01T00:00:00Z | 0 | 0 | Network Model.IntPrjfolder\Network Data.IntPrjfolder\Main Grid.ElmNet | Network Model.IntPrjfolder\Network Data.IntPrjfolder\Main Grid.ElmNet | 0 | Bus256 | 0 | 0 | 0 | MAN | 0 | 0 | 0 | 0 | 0 | 0 | 5 | -5 | vcb | 0 | 0 | 0 | 1746599850 | 0 | 0 | 0 | 0 | 1 | 0 | 0 | 0 | 0 | 0 | 0 | 0 | 1 | 1 | 0 | -1 | 0 | 0 | 0 | 0 | 0 | 0 | -1 | 0 | 3 | 0 | Bus256 | 0 | 0 | 3 | 4906347 | Network Model.IntPrjfolder\Network Data.IntPrjfolder\Areas.IntArea\TAMBAK.ElmArea | 4905050 | 4294967294 | 0 | 0 | 0 | 12 | 1 | 6 | 12 | 0.4 | 0 | 0
Terminal(14) | Network Model.IntPrjfolder\Network Data.IntPrjfolder\Main Grid.ElmNet\Terminal(14).ElmTerm | 0 | Network Model.IntPrjfolder\Network Data.IntPrjfolder\Main Grid.ElmNet | 20 | 1 | 0 | 0 | 11.547 | 1 | 1.05 | 0 | 0 | Network Model.IntPrjfolder\Network Data.IntPrjfolder\Areas.IntArea\TAMBAK.ElmArea | 0 | 0 | 0 | 1746367404 | 0 | 0 | 0 | 0 | 0 | 0 | 0 | 0 | 1 | 0 | 0 | 0 | 0 | 0 | 0 | 0 | 0 | Terminal(14) | ["Vertical in metal enclosure"] | -2 | 0 | 0 | 0 | 0 | 0 | 1 | 0 | 0 | 0 | 0 | 3 | 1970-01-01T00:00:00Z | 0 | 0 | Network Model.IntPrjfolder\Network Data.IntPrjfolder\Main Grid.ElmNet | Network Model.IntPrjfolder\Network Data.IntPrjfolder\Main Grid.ElmNet | 0 | Terminal(14) | 0 | 0 | 0 | MAN | 0 | 0 | 0 | 0 | 0 | 0 | 5 | -5 | vcb | 0 | 0 | 0 | 1746599839 | 0 | 0 | 0 | 0 | 1 | 0 | 0 | 0 | 0 | 0 | 0 | 0 | 1 | 1 | 0 | -1 | 0 | 0 | 0 | 0 | 0 | 0 | -1 | 0 | 3 | 0 | Terminal(14) | 0 | 0 | 3 | 4906421 | Network Model.IntPrjfolder\Network Data.IntPrjfolder\Areas.IntArea\TAMBAK.ElmArea | 4905050 | 4294967294 | 0 | 0 | 0 | 12 | 1 | 6 | 12 | 20 | 0 | 0
Bus258 | Network Model.IntPrjfolder\Network Data.IntPrjfolder\Main Grid.ElmNet\Bus258.ElmTerm | 0 | Network Model.IntPrjfolder\Network Data.IntPrjfolder\Main Grid.ElmNet | 20 | 1 | 0 | 0 | 11.547 | 1 | 1.05 | 0 | 0 | Network Model.IntPrjfolder\Network Data.IntPrjfolder\Areas.IntArea\TAMBAK.ElmArea | 0 | 0 | 0 | 1746367439 | 0 | 0 | 0 | 0 | 0 | 0 | 0 | 0 | 1 | 0 | 0 | 0 | 0 | 0 | 0 | 0 | 0 | Bus258 | ["Vertical in metal enclosure"] | -2 | 0 | 0 | 0 | 0 | 0 | 1 | 0 | 0 | 0 | 0 | 3 | 1970-01-01T00:00:00Z | 0 | 0 | Network Model.IntPrjfolder\Network Data.IntPrjfolder\Main Grid.ElmNet | Network Model.IntPrjfolder\Network Data.IntPrjfolder\Main Grid.ElmNet | 0 | Bus258 | 0 | 0 | 0 | MAN | 0 | 0 | 0 | 0 | 0 | 0 | 5 | -5 | vcb | 0 | 0 | 0 | 1746599839 | 0 | 0 | 0 | 0 | 1 | 0 | 0 | 0 | 0 | 0 | 0 | 0 | 1 | 1 | 0 | -1 | 0 | 0 | 0 | 0 | 0 | 0 | -1 | 0 | 3 | 0 | Bus258 | 0 | 0 | 3 | 4906430 | Network Model.IntPrjfolder\Network Data.IntPrjfolder\Areas.IntArea\TAMBAK.ElmArea | 4905050 | 4294967294 | 0 | 0 | 0 | 12 | 1 | 6 | 12 | 20 | 0 | 0
Bus84 | Network Model.IntPrjfolder\Network Data.IntPrjfolder\Main Grid.ElmNet\Bus84.ElmTerm | 0 | Network Model.IntPrjfolder\Network Data.IntPrjfolder\Main Grid.ElmNet | 20 | 0 | 0 | 0 | 11.547 | 1 | 1.05 | 0 | 0 | Network Model.IntPrjfolder\Network Data.IntPrjfolder\Areas.IntArea\TAMBAK.ElmArea | 0 | 0 | 0 | 1746367486 | 0 | 0 | 0 | 0 | 0 | 0 | 0 | 0 | 1 | 0 | 0 | 0 | 0 | 0 | 0 | 0 | 0 | Bus84 | ["Vertical in metal enclosure"] | -2 | 0 | 0 | 0 | 0 | 0 | 1 | 0 | 0 | 0 | 0 | 3 | 1970-01-01T00:00:00Z | 0 | 0 | Network Model.IntPrjfolder\Network Data.IntPrjfolder\Main Grid.ElmNet | Network Model.IntPrjfolder\Network Data.IntPrjfolder\Main Grid.ElmNet | 0 | Bus84 | 0 | 0 | 0 | MAN | 0 | 0 | 0 | 0 | 0 | 0 | 5 | -5 | vcb | 0 | 0 | 0 | 1746599839 | 0 | 0 | 0 | 0 | 1 | 0 | 0 | 0 | 0 | 0 | 0 | 0 | 1 | 1 | 0 | -1 | 0 | 0 | 0 | 0 | 0 | 0 | -1 | 0 | 3 | 0 | Bus84 | 0 | 0 | 3 | 4906439 | Network Model.IntPrjfolder\Network Data.IntPrjfolder\Areas.IntArea\TAMBAK.ElmArea | 4905050 | 4294967294 | 0 | 0 | 0 | 12 | 1 | 6 | 12 | 20 | 0 | 0
Bus83 | Network Model.IntPrjfolder\Network Data.IntPrjfolder\Main Grid.ElmNet\Bus83.ElmTerm | 0 | Network Model.IntPrjfolder\Network Data.IntPrjfolder\Main Grid.ElmNet | 0.4 | 1 | 0 | 0 | 0.23094 | 1 | 1.05 | 0 | 0 | Network Model.IntPrjfolder\Network Data.IntPrjfolder\Areas.IntArea\TAMBAK.ElmArea | 0 | 0 | 0 | 1746367569 | 0 | 0 | 0 | 0 | 0 | 0 | 0 | 0 | 1 | 0 | 0 | 0 | 0 | 0 | 0 | 0 | 0 | Bus83 | ["Vertical in metal enclosure"] | -2 | 0 | 0 | 0 | 0 | 0 | 1 | 0 | 0 | 0 | 0 | 3 | 1970-01-01T00:00:00Z | 0 | 0 | Network Model.IntPrjfolder\Network Data.IntPrjfolder\Main Grid.ElmNet | Network Model.IntPrjfolder\Network Data.IntPrjfolder\Main Grid.ElmNet | 0 | Bus83 | 0 | 0 | 0 | MAN | 0 | 0 | 0 | 0 | 0 | 0 | 5 | -5 | vcb | 0 | 0 | 0 | 1746599839 | 0 | 0 | 0 | 0 | 1 | 0 | 0 | 0 | 0 | 0 | 0 | 0 | 1 | 1 | 0 | -1 | 0 | 0 | 0 | 0 | 0 | 0 | -1 | 0 | 3 | 0 | Bus83 | 0 | 0 | 3 | 4906450 | Network Model.IntPrjfolder\Network Data.IntPrjfolder\Areas.IntArea\TAMBAK.ElmArea | 4905050 | 4294967294 | 0 | 0 | 0 | 12 | 1 | 6 | 12 | 0.4 | 0 | 0
Bus86 | Network Model.IntPrjfolder\Network Data.IntPrjfolder\Main Grid.ElmNet\Bus86.ElmTerm | 0 | Network Model.IntPrjfolder\Network Data.IntPrjfolder\Main Grid.ElmNet | 20 | 0 | 0 | 0 | 11.547 | 1 | 1.05 | 0 | 0 | Network Model.IntPrjfolder\Network Data.IntPrjfolder\Areas.IntArea\TAMBAK.ElmArea | 0 | 0 | 0 | 1746367809 | 0 | 0 | 0 | 0 | 0 | 0 | 0 | 0 | 1 | 0 | 0 | 0 | 0 | 0 | 0 | 0 | 0 | Bus86 | ["Vertical in metal enclosure"] | -2 | 0 | 0 | 0 | 0 | 0 | 1 | 0 | 0 | 0 | 0 | 3 | 1970-01-01T00:00:00Z | 0 | 0 | Network Model.IntPrjfolder\Network Data.IntPrjfolder\Main Grid.ElmNet | Network Model.IntPrjfolder\Network Data.IntPrjfolder\Main Grid.ElmNet | 0 | Bus86 | 0 | 0 | 0 | MAN | 0 | 0 | 0 | 0 | 0 | 0 | 5 | -5 | vcb | 0 | 0 | 0 | 1746599839 | 0 | 0 | 0 | 0 | 1 | 0 | 0 | 0 | 0 | 0 | 0 | 0 | 1 | 1 | 0 | -1 | 0 | 0 | 0 | 0 | 0 | 0 | -1 | 0 | 3 | 0 | Bus86 | 0 | 0 | 3 | 4906465 | Network Model.IntPrjfolder\Network Data.IntPrjfolder\Areas.IntArea\TAMBAK.ElmArea | 4905050 | 4294967294 | 0 | 0 | 0 | 12 | 1 | 6 | 12 | 20 | 0 | 0
Bus85 | Network Model.IntPrjfolder\Network Data.IntPrjfolder\Main Grid.ElmNet\Bus85.ElmTerm | 0 | Network Model.IntPrjfolder\Network Data.IntPrjfolder\Main Grid.ElmNet | 0.4 | 1 | 0 | 0 | 0.23094 | 1 | 1.05 | 0 | 0 | Network Model.IntPrjfolder\Network Data.IntPrjfolder\Areas.IntArea\TAMBAK.ElmArea | 0 | 0 | 0 | 1746367853 | 0 | 0 | 0 | 0 | 0 | 0 | 0 | 0 | 1 | 0 | 0 | 0 | 0 | 0 | 0 | 0 | 0 | Bus85 | ["Vertical in metal enclosure"] | -2 | 0 | 0 | 0 | 0 | 0 | 1 | 0 | 0 | 0 | 0 | 3 | 1970-01-01T00:00:00Z | 0 | 0 | Network Model.IntPrjfolder\Network Data.IntPrjfolder\Main Grid.ElmNet | Network Model.IntPrjfolder\Network Data.IntPrjfolder\Main Grid.ElmNet | 0 | Bus85 | 0 | 0 | 0 | MAN | 0 | 0 | 0 | 0 | 0 | 0 | 5 | -5 | vcb | 0 | 0 | 0 | 1746599850 | 0 | 0 | 0 | 0 | 1 | 0 | 0 | 0 | 0 | 0 | 0 | 0 | 1 | 1 | 0 | -1 | 0 | 0 | 0 | 0 | 0 | 0 | -1 | 0 | 3 | 0 | Bus85 | 0 | 0 | 3 | 4906477 | Network Model.IntPrjfolder\Network Data.IntPrjfolder\Areas.IntArea\TAMBAK.ElmArea | 4905050 | 4294967294 | 0 | 0 | 0 | 12 | 1 | 6 | 12 | 0.4 | 0 | 0
Bus261 | Network Model.IntPrjfolder\Network Data.IntPrjfolder\Main Grid.ElmNet\Bus261.ElmTerm | 0 | Network Model.IntPrjfolder\Network Data.IntPrjfolder\Main Grid.ElmNet | 20 | 1 | 0 | 0 | 11.547 | 1 | 1.05 | 0 | 0 | Network Model.IntPrjfolder\Network Data.IntPrjfolder\Areas.IntArea\TAMBAK.ElmArea | 0 | 0 | 0 | 1746367924 | 0 | 0 | 0 | 0 | 0 | 0 | 0 | 0 | 1 | 0 | 0 | 0 | 0 | 0 | 0 | 0 | 0 | Bus261 | ["Vertical in metal enclosure"] | -2 | 0 | 0 | 0 | 0 | 0 | 1 | 0 | 0 | 0 | 0 | 3 | 1970-01-01T00:00:00Z | 0 | 0 | Network Model.IntPrjfolder\Network Data.IntPrjfolder\Main Grid.ElmNet | Network Model.IntPrjfolder\Network Data.IntPrjfolder\Main Grid.ElmNet | 0 | Bus261 | 0 | 0 | 0 | MAN | 0 | 0 | 0 | 0 | 0 | 0 | 5 | -5 | vcb | 0 | 0 | 0 | 1746599850 | 0 | 0 | 0 | 0 | 1 | 0 | 0 | 0 | 0 | 0 | 0 | 0 | 1 | 1 | 0 | -1 | 0 | 0 | 0 | 0 | 0 | 0 | -1 | 0 | 3 | 0 | Bus261 | 0 | 0 | 3 | 4906492 | Network Model.IntPrjfolder\Network Data.IntPrjfolder\Areas.IntArea\TAMBAK.ElmArea | 4905050 | 4294967294 | 0 | 0 | 0 | 12 | 1 | 6 | 12 | 20 | 0 | 0
Bus262 | Network Model.IntPrjfolder\Network Data.IntPrjfolder\Main Grid.ElmNet\Bus262.ElmTerm | 0 | Network Model.IntPrjfolder\Network Data.IntPrjfolder\Main Grid.ElmNet | 20 | 1 | 0 | 0 | 11.547 | 1 | 1.05 | 0 | 0 | Network Model.IntPrjfolder\Network Data.IntPrjfolder\Areas.IntArea\TAMBAK.ElmArea | 0 | 0 | 0 | 1746367968 | 0 | 0 | 0 | 0 | 0 | 0 | 0 | 0 | 1 | 0 | 0 | 0 | 0 | 0 | 0 | 0 | 0 | Bus262 | ["Vertical in metal enclosure"] | -2 | 0 | 0 | 0 | 0 | 0 | 1 | 0 | 0 | 0 | 0 | 3 | 1970-01-01T00:00:00Z | 0 | 0 | Network Model.IntPrjfolder\Network Data.IntPrjfolder\Main Grid.ElmNet | Network Model.IntPrjfolder\Network Data.IntPrjfolder\Main Grid.ElmNet | 0 | Bus262 | 0 | 0 | 0 | MAN | 0 | 0 | 0 | 0 | 0 | 0 | 5 | -5 | vcb | 0 | 0 | 0 | 1746599850 | 0 | 0 | 0 | 0 | 1 | 0 | 0 | 0 | 0 | 0 | 0 | 0 | 1 | 1 | 0 | -1 | 0 | 0 | 0 | 0 | 0 | 0 | -1 | 0 | 3 | 0 | Bus262 | 0 | 0 | 3 | 4906502 | Network Model.IntPrjfolder\Network Data.IntPrjfolder\Areas.IntArea\TAMBAK.ElmArea | 4905050 | 4294967294 | 0 | 0 | 0 | 12 | 1 | 6 | 12 | 20 | 0 | 0
Bus260 | Network Model.IntPrjfolder\Network Data.IntPrjfolder\Main Grid.ElmNet\Bus260.ElmTerm | 0 | Network Model.IntPrjfolder\Network Data.IntPrjfolder\Main Grid.ElmNet | 0.4 | 1 | 0 | 0 | 0.23094 | 1 | 1.05 | 0 | 0 | Network Model.IntPrjfolder\Network Data.IntPrjfolder\Areas.IntArea\TAMBAK.ElmArea | 0 | 0 | 0 | 1746368014 | 0 | 0 | 0 | 0 | 0 | 0 | 0 | 0 | 1 | 0 | 0 | 0 | 0 | 0 | 0 | 0 | 0 | Bus260 | ["Vertical in metal enclosure"] | -2 | 0 | 0 | 0 | 0 | 0 | 1 | 0 | 0 | 0 | 0 | 3 | 1970-01-01T00:00:00Z | 0 | 0 | Network Model.IntPrjfolder\Network Data.IntPrjfolder\Main Grid.ElmNet | Network Model.IntPrjfolder\Network Data.IntPrjfolder\Main Grid.ElmNet | 0 | Bus260 | 0 | 0 | 0 | MAN | 0 | 0 | 0 | 0 | 0 | 0 | 5 | -5 | vcb | 0 | 0 | 0 | 1746599850 | 0 | 0 | 0 | 0 | 1 | 0 | 0 | 0 | 0 | 0 | 0 | 0 | 1 | 1 | 0 | -1 | 0 | 0 | 0 | 0 | 0 | 0 | -1 | 0 | 3 | 0 | Bus260 | 0 | 0 | 3 | 4906511 | Network Model.IntPrjfolder\Network Data.IntPrjfolder\Areas.IntArea\TAMBAK.ElmArea | 4905050 | 4294967294 | 0 | 0 | 0 | 12 | 1 | 6 | 12 | 0.4 | 0 | 0
Bus88 | Network Model.IntPrjfolder\Network Data.IntPrjfolder\Main Grid.ElmNet\Bus88.ElmTerm | 0 | Network Model.IntPrjfolder\Network Data.IntPrjfolder\Main Grid.ElmNet | 20 | 0 | 0 | 0 | 11.547 | 1 | 1.05 | 0 | 0 | Network Model.IntPrjfolder\Network Data.IntPrjfolder\Areas.IntArea\TAMBAK.ElmArea | 0 | 0 | 0 | 1746368060 | 0 | 0 | 0 | 0 | 0 | 0 | 0 | 0 | 1 | 0 | 0 | 0 | 0 | 0 | 0 | 0 | 0 | Bus88 | ["Vertical in metal enclosure"] | -2 | 0 | 0 | 0 | 0 | 0 | 1 | 0 | 0 | 0 | 0 | 3 | 1970-01-01T00:00:00Z | 0 | 0 | Network Model.IntPrjfolder\Network Data.IntPrjfolder\Main Grid.ElmNet | Network Model.IntPrjfolder\Network Data.IntPrjfolder\Main Grid.ElmNet | 0 | Bus88 | 0 | 0 | 0 | MAN | 0 | 0 | 0 | 0 | 0 | 0 | 5 | -5 | vcb | 0 | 0 | 0 | 1746599850 | 0 | 0 | 0 | 0 | 1 | 0 | 0 | 0 | 0 | 0 | 0 | 0 | 1 | 1 | 0 | -1 | 0 | 0 | 0 | 0 | 0 | 0 | -1 | 0 | 3 | 0 | Bus88 | 0 | 0 | 3 | 4906525 | Network Model.IntPrjfolder\Network Data.IntPrjfolder\Areas.IntArea\TAMBAK.ElmArea | 4905050 | 4294967294 | 0 | 0 | 0 | 12 | 1 | 6 | 12 | 20 | 0 | 0
Bus87 | Network Model.IntPrjfolder\Network Data.IntPrjfolder\Main Grid.ElmNet\Bus87.ElmTerm | 0 | Network Model.IntPrjfolder\Network Data.IntPrjfolder\Main Grid.ElmNet | 0.4 | 1 | 0 | 0 | 0.23094 | 1 | 1.05 | 0 | 0 | Network Model.IntPrjfolder\Network Data.IntPrjfolder\Areas.IntArea\TAMBAK.ElmArea | 0 | 0 | 0 | 1746368106 | 0 | 0 | 0 | 0 | 0 | 0 | 0 | 0 | 1 | 0 | 0 | 0 | 0 | 0 | 0 | 0 | 0 | Bus87 | ["Vertical in metal enclosure"] | -2 | 0 | 0 | 0 | 0 | 0 | 1 | 0 | 0 | 0 | 0 | 3 | 1970-01-01T00:00:00Z | 0 | 0 | Network Model.IntPrjfolder\Network Data.IntPrjfolder\Main Grid.ElmNet | Network Model.IntPrjfolder\Network Data.IntPrjfolder\Main Grid.ElmNet | 0 | Bus87 | 0 | 0 | 0 | MAN | 0 | 0 | 0 | 0 | 0 | 0 | 5 | -5 | vcb | 0 | 0 | 0 | 1746599850 | 0 | 0 | 0 | 0 | 1 | 0 | 0 | 0 | 0 | 0 | 0 | 0 | 1 | 1 | 0 | -1 | 0 | 0 | 0 | 0 | 0 | 0 | -1 | 0 | 3 | 0 | Bus87 | 0 | 0 | 3 | 4906537 | Network Model.IntPrjfolder\Network Data.IntPrjfolder\Areas.IntArea\TAMBAK.ElmArea | 4905050 | 4294967294 | 0 | 0 | 0 | 12 | 1 | 6 | 12 | 0.4 | 0 | 0
Terminal(15) | Network Model.IntPrjfolder\Network Data.IntPrjfolder\Main Grid.ElmNet\Terminal(15).ElmTerm | 0 | Network Model.IntPrjfolder\Network Data.IntPrjfolder\Main Grid.ElmNet | 20 | 1 | 0 | 0 | 11.547 | 1 | 1.05 | 0 | 0 | Network Model.IntPrjfolder\Network Data.IntPrjfolder\Areas.IntArea\TAMBAK.ElmArea | 0 | 0 | 0 | 1746368152 | 0 | 0 | 0 | 0 | 0 | 0 | 0 | 0 | 1 | 0 | 0 | 0 | 0 | 0 | 0 | 0 | 0 | Terminal(15) | ["Vertical in metal enclosure"] | -2 | 0 | 0 | 0 | 0 | 0 | 1 | 0 | 0 | 0 | 0 | 3 | 1970-01-01T00:00:00Z | 0 | 0 | Network Model.IntPrjfolder\Network Data.IntPrjfolder\Main Grid.ElmNet | Network Model.IntPrjfolder\Network Data.IntPrjfolder\Main Grid.ElmNet | 0 | Terminal(15) | 0 | 0 | 0 | MAN | 0 | 0 | 0 | 0 | 0 | 0 | 5 | -5 | vcb | 0 | 0 | 0 | 1746599850 | 0 | 0 | 0 | 0 | 1 | 0 | 0 | 0 | 0 | 0 | 0 | 0 | 1 | 1 | 0 | -1 | 0 | 0 | 0 | 0 | 0 | 0 | -1 | 0 | 3 | 0 | Terminal(15) | 0 | 0 | 3 | 4906552 | Network Model.IntPrjfolder\Network Data.IntPrjfolder\Areas.IntArea\TAMBAK.ElmArea | 4905050 | 4294967294 | 0 | 0 | 0 | 12 | 1 | 6 | 12 | 20 | 0 | 0
Bus263 | Network Model.IntPrjfolder\Network Data.IntPrjfolder\Main Grid.ElmNet\Bus263.ElmTerm | 0 | Network Model.IntPrjfolder\Network Data.IntPrjfolder\Main Grid.ElmNet | 20 | 1 | 0 | 0 | 11.547 | 1 | 1.05 | 0 | 0 | Network Model.IntPrjfolder\Network Data.IntPrjfolder\Areas.IntArea\TAMBAK.ElmArea | 0 | 0 | 0 | 1746368194 | 0 | 0 | 0 | 0 | 0 | 0 | 0 | 0 | 1 | 0 | 0 | 0 | 0 | 0 | 0 | 0 | 0 | Bus263 | ["Vertical in metal enclosure"] | -2 | 0 | 0 | 0 | 0 | 0 | 1 | 0 | 0 | 0 | 0 | 3 | 1970-01-01T00:00:00Z | 0 | 0 | Network Model.IntPrjfolder\Network Data.IntPrjfolder\Main Grid.ElmNet | Network Model.IntPrjfolder\Network Data.IntPrjfolder\Main Grid.ElmNet | 0 | Bus263 | 0 | 0 | 0 | MAN | 0 | 0 | 0 | 0 | 0 | 0 | 5 | -5 | vcb | 0 | 0 | 0 | 1746599850 | 0 | 0 | 0 | 0 | 1 | 0 | 0 | 0 | 0 | 0 | 0 | 0 | 1 | 1 | 0 | -1 | 0 | 0 | 0 | 0 | 0 | 0 | -1 | 0 | 3 | 0 | Bus263 | 0 | 0 | 3 | 4906562 | Network Model.IntPrjfolder\Network Data.IntPrjfolder\Areas.IntArea\TAMBAK.ElmArea | 4905050 | 4294967294 | 0 | 0 | 0 | 12 | 1 | 6 | 12 | 20 | 0 | 0
Bus95 | Network Model.IntPrjfolder\Network Data.IntPrjfolder\Main Grid.ElmNet\Bus95.ElmTerm | 0 | Network Model.IntPrjfolder\Network Data.IntPrjfolder\Main Grid.ElmNet | 20 | 0 | 0 | 0 | 11.547 | 1 | 1.05 | 0 | 0 | Network Model.IntPrjfolder\Network Data.IntPrjfolder\Areas.IntArea\TAMBAK.ElmArea | 0 | 0 | 0 | 1746368242 | 0 | 0 | 0 | 0 | 0 | 0 | 0 | 0 | 1 | 0 | 0 | 0 | 0 | 0 | 0 | 0 | 0 | Bus95 | ["Vertical in metal enclosure"] | -2 | 0 | 0 | 0 | 0 | 0 | 1 | 0 | 0 | 0 | 0 | 3 | 1970-01-01T00:00:00Z | 0 | 0 | Network Model.IntPrjfolder\Network Data.IntPrjfolder\Main Grid.ElmNet | Network Model.IntPrjfolder\Network Data.IntPrjfolder\Main Grid.ElmNet | 0 | Bus95 | 0 | 0 | 0 | MAN | 0 | 0 | 0 | 0 | 0 | 0 | 5 | -5 | vcb | 0 | 0 | 0 | 1746599850 | 0 | 0 | 0 | 0 | 1 | 0 | 0 | 0 | 0 | 0 | 0 | 0 | 1 | 1 | 0 | -1 | 0 | 0 | 0 | 0 | 0 | 0 | -1 | 0 | 3 | 0 | Bus95 | 0 | 0 | 3 | 4906571 | Network Model.IntPrjfolder\Network Data.IntPrjfolder\Areas.IntArea\TAMBAK.ElmArea | 4905050 | 4294967294 | 0 | 0 | 0 | 12 | 1 | 6 | 12 | 20 | 0 | 0
Bus94 | Network Model.IntPrjfolder\Network Data.IntPrjfolder\Main Grid.ElmNet\Bus94.ElmTerm | 0 | Network Model.IntPrjfolder\Network Data.IntPrjfolder\Main Grid.ElmNet | 0.4 | 1 | 0 | 0 | 0.23094 | 1 | 1.05 | 0 | 0 | Network Model.IntPrjfolder\Network Data.IntPrjfolder\Areas.IntArea\TAMBAK.ElmArea | 0 | 0 | 0 | 1746368359 | 0 | 0 | 0 | 0 | 0 | 0 | 0 | 0 | 1 | 0 | 0 | 0 | 0 | 0 | 0 | 0 | 0 | Bus94 | ["Vertical in metal enclosure"] | -2 | 0 | 0 | 0 | 0 | 0 | 1 | 0 | 0 | 0 | 0 | 3 | 1970-01-01T00:00:00Z | 0 | 0 | Network Model.IntPrjfolder\Network Data.IntPrjfolder\Main Grid.ElmNet | Network Model.IntPrjfolder\Network Data.IntPrjfolder\Main Grid.ElmNet | 0 | Bus94 | 0 | 0 | 0 | MAN | 0 | 0 | 0 | 0 | 0 | 0 | 5 | -5 | vcb | 0 | 0 | 0 | 1746599850 | 0 | 0 | 0 | 0 | 1 | 0 | 0 | 0 | 0 | 0 | 0 | 0 | 1 | 1 | 0 | -1 | 0 | 0 | 0 | 0 | 0 | 0 | -1 | 0 | 3 | 0 | Bus94 | 0 | 0 | 3 | 4906581 | Network Model.IntPrjfolder\Network Data.IntPrjfolder\Areas.IntArea\TAMBAK.ElmArea | 4905050 | 4294967294 | 0 | 0 | 0 | 12 | 1 | 6 | 12 | 0.4 | 0 | 0
Bus97 | Network Model.IntPrjfolder\Network Data.IntPrjfolder\Main Grid.ElmNet\Bus97.ElmTerm | 0 | Network Model.IntPrjfolder\Network Data.IntPrjfolder\Main Grid.ElmNet | 20 | 0 | 0 | 0 | 11.547 | 1 | 1.05 | 0 | 0 | Network Model.IntPrjfolder\Network Data.IntPrjfolder\Areas.IntArea\TAMBAK.ElmArea | 0 | 0 | 0 | 1746368438 | 0 | 0 | 0 | 0 | 0 | 0 | 0 | 0 | 1 | 0 | 0 | 0 | 0 | 0 | 0 | 0 | 0 | Bus97 | ["Vertical in metal enclosure"] | -2 | 0 | 0 | 0 | 0 | 0 | 1 | 0 | 0 | 0 | 0 | 3 | 1970-01-01T00:00:00Z | 0 | 0 | Network Model.IntPrjfolder\Network Data.IntPrjfolder\Main Grid.ElmNet | Network Model.IntPrjfolder\Network Data.IntPrjfolder\Main Grid.ElmNet | 0 | Bus97 | 0 | 0 | 0 | MAN | 0 | 0 | 0 | 0 | 0 | 0 | 5 | -5 | vcb | 0 | 0 | 0 | 1746599850 | 0 | 0 | 0 | 0 | 1 | 0 | 0 | 0 | 0 | 0 | 0 | 0 | 1 | 1 | 0 | -1 | 0 | 0 | 0 | 0 | 0 | 0 | -1 | 0 | 3 | 0 | Bus97 | 0 | 0 | 3 | 4906596 | Network Model.IntPrjfolder\Network Data.IntPrjfolder\Areas.IntArea\TAMBAK.ElmArea | 4905050 | 4294967294 | 0 | 0 | 0 | 12 | 1 | 6 | 12 | 20 | 0 | 0
Bus96 | Network Model.IntPrjfolder\Network Data.IntPrjfolder\Main Grid.ElmNet\Bus96.ElmTerm | 0 | Network Model.IntPrjfolder\Network Data.IntPrjfolder\Main Grid.ElmNet | 0.4 | 1 | 0 | 0 | 0.23094 | 1 | 1.05 | 0 | 0 | Network Model.IntPrjfolder\Network Data.IntPrjfolder\Areas.IntArea\TAMBAK.ElmArea | 0 | 0 | 0 | 1746368537 | 0 | 0 | 0 | 0 | 0 | 0 | 0 | 0 | 1 | 0 | 0 | 0 | 0 | 0 | 0 | 0 | 0 | Bus96 | ["Vertical in metal enclosure"] | -2 | 0 | 0 | 0 | 0 | 0 | 1 | 0 | 0 | 0 | 0 | 3 | 1970-01-01T00:00:00Z | 0 | 0 | Network Model.IntPrjfolder\Network Data.IntPrjfolder\Main Grid.ElmNet | Network Model.IntPrjfolder\Network Data.IntPrjfolder\Main Grid.ElmNet | 0 | Bus96 | 0 | 0 | 0 | MAN | 0 | 0 | 0 | 0 | 0 | 0 | 5 | -5 | vcb | 0 | 0 | 0 | 1746599850 | 0 | 0 | 0 | 0 | 1 | 0 | 0 | 0 | 0 | 0 | 0 | 0 | 1 | 1 | 0 | -1 | 0 | 0 | 0 | 0 | 0 | 0 | -1 | 0 | 3 | 0 | Bus96 | 0 | 0 | 3 | 4906608 | Network Model.IntPrjfolder\Network Data.IntPrjfolder\Areas.IntArea\TAMBAK.ElmArea | 4905050 | 4294967294 | 0 | 0 | 0 | 12 | 1 | 6 | 12 | 0.4 | 0 | 0
Bus264 | Network Model.IntPrjfolder\Network Data.IntPrjfolder\Main Grid.ElmNet\Bus264.ElmTerm | 0 | Network Model.IntPrjfolder\Network Data.IntPrjfolder\Main Grid.ElmNet | 20 | 1 | 0 | 0 | 11.547 | 1 | 1.05 | 0 | 0 | Network Model.IntPrjfolder\Network Data.IntPrjfolder\Areas.IntArea\TAMBAK.ElmArea | 0 | 0 | 0 | 1746368582 | 0 | 0 | 0 | 0 | 0 | 0 | 0 | 0 | 1 | 0 | 0 | 0 | 0 | 0 | 0 | 0 | 0 | Bus264 | ["Vertical in metal enclosure"] | -2 | 0 | 0 | 0 | 0 | 0 | 1 | 0 | 0 | 0 | 0 | 3 | 1970-01-01T00:00:00Z | 0 | 0 | Network Model.IntPrjfolder\Network Data.IntPrjfolder\Main Grid.ElmNet | Network Model.IntPrjfolder\Network Data.IntPrjfolder\Main Grid.ElmNet | 0 | Bus264 | 0 | 0 | 0 | MAN | 0 | 0 | 0 | 0 | 0 | 0 | 5 | -5 | vcb | 0 | 0 | 0 | 1746599850 | 0 | 0 | 0 | 0 | 1 | 0 | 0 | 0 | 0 | 0 | 0 | 0 | 1 | 1 | 0 | -1 | 0 | 0 | 0 | 0 | 0 | 0 | -1 | 0 | 3 | 0 | Bus264 | 0 | 0 | 3 | 4906623 | Network Model.IntPrjfolder\Network Data.IntPrjfolder\Areas.IntArea\TAMBAK.ElmArea | 4905050 | 4294967294 | 0 | 0 | 0 | 12 | 1 | 6 | 12 | 20 | 0 | 0
Terminal(16) | Network Model.IntPrjfolder\Network Data.IntPrjfolder\Main Grid.ElmNet\Terminal(16).ElmTerm | 0 | Network Model.IntPrjfolder\Network Data.IntPrjfolder\Main Grid.ElmNet | 20 | 1 | 0 | 0 | 11.547 | 1 | 1.05 | 0 | 0 | Network Model.IntPrjfolder\Network Data.IntPrjfolder\Areas.IntArea\TAMBAK.ElmArea | 0 | 0 | 0 | 1746368639 | 0 | 0 | 0 | 0 | 0 | 0 | 0 | 0 | 1 | 0 | 0 | 0 | 0 | 0 | 0 | 0 | 0 | Terminal(16) | ["Vertical in metal enclosure"] | -2 | 0 | 0 | 0 | 0 | 0 | 1 | 0 | 0 | 0 | 0 | 3 | 1970-01-01T00:00:00Z | 0 | 0 | Network Model.IntPrjfolder\Network Data.IntPrjfolder\Main Grid.ElmNet | Network Model.IntPrjfolder\Network Data.IntPrjfolder\Main Grid.ElmNet | 0 | Terminal(16) | 0 | 0 | 0 | MAN | 0 | 0 | 0 | 0 | 0 | 0 | 5 | -5 | vcb | 0 | 0 | 0 | 1746599850 | 0 | 0 | 0 | 0 | 1 | 0 | 0 | 0 | 0 | 0 | 0 | 0 | 1 | 1 | 0 | -1 | 0 | 0 | 0 | 0 | 0 | 0 | -1 | 0 | 3 | 0 | Terminal(16) | 0 | 0 | 3 | 4906633 | Network Model.IntPrjfolder\Network Data.IntPrjfolder\Areas.IntArea\TAMBAK.ElmArea | 4905050 | 4294967294 | 0 | 0 | 0 | 12 | 1 | 6 | 12 | 20 | 0 | 0
Bus268 | Network Model.IntPrjfolder\Network Data.IntPrjfolder\Main Grid.ElmNet\Bus268.ElmTerm | 0 | Network Model.IntPrjfolder\Network Data.IntPrjfolder\Main Grid.ElmNet | 0.4 | 1 | 0 | 0 | 0.23094 | 1 | 1.05 | 0 | 0 | Network Model.IntPrjfolder\Network Data.IntPrjfolder\Areas.IntArea\TAMBAK.ElmArea | 0 | 0 | 0 | 1746368681 | 0 | 0 | 0 | 0 | 0 | 0 | 0 | 0 | 1 | 0 | 0 | 0 | 0 | 0 | 0 | 0 | 0 | Bus268 | ["Vertical in metal enclosure"] | -2 | 0 | 0 | 0 | 0 | 0 | 1 | 0 | 0 | 0 | 0 | 3 | 1970-01-01T00:00:00Z | 0 | 0 | Network Model.IntPrjfolder\Network Data.IntPrjfolder\Main Grid.ElmNet | Network Model.IntPrjfolder\Network Data.IntPrjfolder\Main Grid.ElmNet | 0 | Bus268 | 0 | 0 | 0 | MAN | 0 | 0 | 0 | 0 | 0 | 0 | 5 | -5 | vcb | 0 | 0 | 0 | 1746599850 | 0 | 0 | 0 | 0 | 1 | 0 | 0 | 0 | 0 | 0 | 0 | 0 | 1 | 1 | 0 | -1 | 0 | 0 | 0 | 0 | 0 | 0 | -1 | 0 | 3 | 0 | Bus268 | 0 | 0 | 3 | 4906642 | Network Model.IntPrjfolder\Network Data.IntPrjfolder\Areas.IntArea\TAMBAK.ElmArea | 4905050 | 4294967294 | 0 | 0 | 0 | 12 | 1 | 6 | 12 | 0.4 | 0 | 0
Bus99 | Network Model.IntPrjfolder\Network Data.IntPrjfolder\Main Grid.ElmNet\Bus99.ElmTerm | 0 | Network Model.IntPrjfolder\Network Data.IntPrjfolder\Main Grid.ElmNet | 20 | 0 | 0 | 0 | 11.547 | 1 | 1.05 | 0 | 0 | Network Model.IntPrjfolder\Network Data.IntPrjfolder\Areas.IntArea\TAMBAK.ElmArea | 0 | 0 | 0 | 1746368735 | 0 | 0 | 0 | 0 | 0 | 0 | 0 | 0 | 1 | 0 | 0 | 0 | 0 | 0 | 0 | 0 | 0 | Bus99 | ["Vertical in metal enclosure"] | -2 | 0 | 0 | 0 | 0 | 0 | 1 | 0 | 0 | 0 | 0 | 3 | 1970-01-01T00:00:00Z | 0 | 0 | Network Model.IntPrjfolder\Network Data.IntPrjfolder\Main Grid.ElmNet | Network Model.IntPrjfolder\Network Data.IntPrjfolder\Main Grid.ElmNet | 0 | Bus99 | 0 | 0 | 0 | MAN | 0 | 0 | 0 | 0 | 0 | 0 | 5 | -5 | vcb | 0 | 0 | 0 | 1746599850 | 0 | 0 | 0 | 0 | 1 | 0 | 0 | 0 | 0 | 0 | 0 | 0 | 1 | 1 | 0 | -1 | 0 | 0 | 0 | 0 | 0 | 0 | -1 | 0 | 3 | 0 | Bus99 | 0 | 0 | 3 | 4906656 | Network Model.IntPrjfolder\Network Data.IntPrjfolder\Areas.IntArea\TAMBAK.ElmArea | 4905050 | 4294967294 | 0 | 0 | 0 | 12 | 1 | 6 | 12 | 20 | 0 | 0
Bus98 | Network Model.IntPrjfolder\Network Data.IntPrjfolder\Main Grid.ElmNet\Bus98.ElmTerm | 0 | Network Model.IntPrjfolder\Network Data.IntPrjfolder\Main Grid.ElmNet | 0.4 | 1 | 0 | 0 | 0.23094 | 1 | 1.05 | 0 | 0 | Network Model.IntPrjfolder\Network Data.IntPrjfolder\Areas.IntArea\TAMBAK.ElmArea | 0 | 0 | 0 | 1746368809 | 0 | 0 | 0 | 0 | 0 | 0 | 0 | 0 | 1 | 0 | 0 | 0 | 0 | 0 | 0 | 0 | 0 | Bus98 | ["Vertical in metal enclosure"] | -2 | 0 | 0 | 0 | 0 | 0 | 1 | 0 | 0 | 0 | 0 | 3 | 1970-01-01T00:00:00Z | 0 | 0 | Network Model.IntPrjfolder\Network Data.IntPrjfolder\Main Grid.ElmNet | Network Model.IntPrjfolder\Network Data.IntPrjfolder\Main Grid.ElmNet | 0 | Bus98 | 0 | 0 | 0 | MAN | 0 | 0 | 0 | 0 | 0 | 0 | 5 | -5 | vcb | 0 | 0 | 0 | 1746599850 | 0 | 0 | 0 | 0 | 1 | 0 | 0 | 0 | 0 | 0 | 0 | 0 | 1 | 1 | 0 | -1 | 0 | 0 | 0 | 0 | 0 | 0 | -1 | 0 | 3 | 0 | Bus98 | 0 | 0 | 3 | 4906666 | Network Model.IntPrjfolder\Network Data.IntPrjfolder\Areas.IntArea\TAMBAK.ElmArea | 4905050 | 4294967294 | 0 | 0 | 0 | 12 | 1 | 6 | 12 | 0.4 | 0 | 0
Bus101 | Network Model.IntPrjfolder\Network Data.IntPrjfolder\Main Grid.ElmNet\Bus101.ElmTerm | 0 | Network Model.IntPrjfolder\Network Data.IntPrjfolder\Main Grid.ElmNet | 20 | 0 | 0 | 0 | 11.547 | 1 | 1.05 | 0 | 0 | Network Model.IntPrjfolder\Network Data.IntPrjfolder\Areas.IntArea\TAMBAK.ElmArea | 0 | 0 | 0 | 1746368855 | 0 | 0 | 0 | 0 | 0 | 0 | 0 | 0 | 1 | 0 | 0 | 0 | 0 | 0 | 0 | 0 | 0 | Bus101 | ["Vertical in metal enclosure"] | -2 | 0 | 0 | 0 | 0 | 0 | 1 | 0 | 0 | 0 | 0 | 3 | 1970-01-01T00:00:00Z | 0 | 0 | Network Model.IntPrjfolder\Network Data.IntPrjfolder\Main Grid.ElmNet | Network Model.IntPrjfolder\Network Data.IntPrjfolder\Main Grid.ElmNet | 0 | Bus101 | 0 | 0 | 0 | MAN | 0 | 0 | 0 | 0 | 0 | 0 | 5 | -5 | vcb | 0 | 0 | 0 | 1746599850 | 0 | 0 | 0 | 0 | 1 | 0 | 0 | 0 | 0 | 0 | 0 | 0 | 1 | 1 | 0 | -1 | 0 | 0 | 0 | 0 | 0 | 0 | -1 | 0 | 3 | 0 | Bus101 | 0 | 0 | 3 | 4906681 | Network Model.IntPrjfolder\Network Data.IntPrjfolder\Areas.IntArea\TAMBAK.ElmArea | 4905050 | 4294967294 | 0 | 0 | 0 | 12 | 1 | 6 | 12 | 20 | 0 | 0
Bus100 | Network Model.IntPrjfolder\Network Data.IntPrjfolder\Main Grid.ElmNet\Bus100.ElmTerm | 0 | Network Model.IntPrjfolder\Network Data.IntPrjfolder\Main Grid.ElmNet | 0.4 | 1 | 0 | 0 | 0.23094 | 1 | 1.05 | 0 | 0 | Network Model.IntPrjfolder\Network Data.IntPrjfolder\Areas.IntArea\TAMBAK.ElmArea | 0 | 0 | 0 | 1746368919 | 0 | 0 | 0 | 0 | 0 | 0 | 0 | 0 | 1 | 0 | 0 | 0 | 0 | 0 | 0 | 0 | 0 | Bus100 | ["Vertical in metal enclosure"] | -2 | 0 | 0 | 0 | 0 | 0 | 1 | 0 | 0 | 0 | 0 | 3 | 1970-01-01T00:00:00Z | 0 | 0 | Network Model.IntPrjfolder\Network Data.IntPrjfolder\Main Grid.ElmNet | Network Model.IntPrjfolder\Network Data.IntPrjfolder\Main Grid.ElmNet | 0 | Bus100 | 0 | 0 | 0 | MAN | 0 | 0 | 0 | 0 | 0 | 0 | 5 | -5 | vcb | 0 | 0 | 0 | 1746599850 | 0 | 0 | 0 | 0 | 1 | 0 | 0 | 0 | 0 | 0 | 0 | 0 | 1 | 1 | 0 | -1 | 0 | 0 | 0 | 0 | 0 | 0 | -1 | 0 | 3 | 0 | Bus100 | 0 | 0 | 3 | 4906693 | Network Model.IntPrjfolder\Network Data.IntPrjfolder\Areas.IntArea\TAMBAK.ElmArea | 4905050 | 4294967294 | 0 | 0 | 0 | 12 | 1 | 6 | 12 | 0.4 | 0 | 0
Bus270 | Network Model.IntPrjfolder\Network Data.IntPrjfolder\Main Grid.ElmNet\Bus270.ElmTerm | 0 | Network Model.IntPrjfolder\Network Data.IntPrjfolder\Main Grid.ElmNet | 20 | 0 | 0 | 0 | 11.547 | 1 | 1.05 | 0 | 0 | Network Model.IntPrjfolder\Network Data.IntPrjfolder\Areas.IntArea\TAMBAK.ElmArea | 0 | 0 | 0 | 1746368969 | 0 | 0 | 0 | 0 | 0 | 0 | 0 | 0 | 1 | 0 | 0 | 0 | 0 | 0 | 0 | 0 | 0 | Bus270 | ["Vertical in metal enclosure"] | -2 | 0 | 0 | 0 | 0 | 0 | 1 | 0 | 0 | 0 | 0 | 3 | 1970-01-01T00:00:00Z | 0 | 0 | Network Model.IntPrjfolder\Network Data.IntPrjfolder\Main Grid.ElmNet | Network Model.IntPrjfolder\Network Data.IntPrjfolder\Main Grid.ElmNet | 0 | Bus270 | 0 | 0 | 0 | MAN | 0 | 0 | 0 | 0 | 0 | 0 | 5 | -5 | vcb | 0 | 0 | 0 | 1746599850 | 0 | 0 | 0 | 0 | 1 | 0 | 0 | 0 | 0 | 0 | 0 | 0 | 1 | 1 | 0 | -1 | 0 | 0 | 0 | 0 | 0 | 0 | -1 | 0 | 3 | 0 | Bus270 | 0 | 0 | 3 | 4906708 | Network Model.IntPrjfolder\Network Data.IntPrjfolder\Areas.IntArea\TAMBAK.ElmArea | 4905050 | 4294967294 | 0 | 0 | 0 | 12 | 1 | 6 | 12 | 20 | 0 | 0
Bus105 | Network Model.IntPrjfolder\Network Data.IntPrjfolder\Main Grid.ElmNet\Bus105.ElmTerm | 0 | Network Model.IntPrjfolder\Network Data.IntPrjfolder\Main Grid.ElmNet | 20 | 0 | 0 | 0 | 11.547 | 1 | 1.05 | 0 | 0 | Network Model.IntPrjfolder\Network Data.IntPrjfolder\Areas.IntArea\TAMBAK.ElmArea | 0 | 0 | 0 | 1746369051 | 0 | 0 | 0 | 0 | 0 | 0 | 0 | 0 | 1 | 0 | 0 | 0 | 0 | 0 | 0 | 0 | 0 | Bus105 | ["Vertical in metal enclosure"] | -2 | 0 | 0 | 0 | 0 | 0 | 1 | 0 | 0 | 0 | 0 | 3 | 1970-01-01T00:00:00Z | 0 | 0 | Network Model.IntPrjfolder\Network Data.IntPrjfolder\Main Grid.ElmNet | Network Model.IntPrjfolder\Network Data.IntPrjfolder\Main Grid.ElmNet | 0 | Bus105 | 0 | 0 | 0 | MAN | 0 | 0 | 0 | 0 | 0 | 0 | 5 | -5 | vcb | 0 | 0 | 0 | 1746599850 | 0 | 0 | 0 | 0 | 1 | 0 | 0 | 0 | 0 | 0 | 0 | 0 | 1 | 1 | 0 | -1 | 0 | 0 | 0 | 0 | 0 | 0 | -1 | 0 | 3 | 0 | Bus105 | 0 | 0 | 3 | 4906719 | Network Model.IntPrjfolder\Network Data.IntPrjfolder\Areas.IntArea\TAMBAK.ElmArea | 4905050 | 4294967294 | 0 | 0 | 0 | 12 | 1 | 6 | 12 | 20 | 0 | 0
Bus276 | Network Model.IntPrjfolder\Network Data.IntPrjfolder\Main Grid.ElmNet\Bus276.ElmTerm | 0 | Network Model.IntPrjfolder\Network Data.IntPrjfolder\Main Grid.ElmNet | 20 | 0 | 0 | 0 | 11.547 | 1 | 1.05 | 0 | 0 | Network Model.IntPrjfolder\Network Data.IntPrjfolder\Areas.IntArea\TAMBAK.ElmArea | 0 | 0 | 0 | 1746369052 | 0 | 0 | 0 | 0 | 0 | 0 | 0 | 0 | 1 | 0 | 0 | 0 | 0 | 0 | 0 | 0 | 0 | Bus276 | ["Vertical in metal enclosure"] | -2 | 0 | 0 | 0 | 0 | 0 | 1 | 0 | 0 | 0 | 0 | 3 | 1970-01-01T00:00:00Z | 0 | 0 | Network Model.IntPrjfolder\Network Data.IntPrjfolder\Main Grid.ElmNet | Network Model.IntPrjfolder\Network Data.IntPrjfolder\Main Grid.ElmNet | 0 | Bus276 | 0 | 0 | 0 | MAN | 0 | 0 | 0 | 0 | 0 | 0 | 5 | -5 | vcb | 0 | 0 | 0 | 1746599850 | 0 | 0 | 0 | 0 | 1 | 0 | 0 | 0 | 0 | 0 | 0 | 0 | 1 | 1 | 0 | -1 | 0 | 0 | 0 | 0 | 0 | 0 | -1 | 0 | 3 | 0 | Bus276 | 0 | 0 | 3 | 4906721 | Network Model.IntPrjfolder\Network Data.IntPrjfolder\Areas.IntArea\TAMBAK.ElmArea | 4905050 | 4294967294 | 0 | 0 | 0 | 12 | 1 | 6 | 12 | 20 | 0 | 0
Terminal(17) | Network Model.IntPrjfolder\Network Data.IntPrjfolder\Main Grid.ElmNet\Terminal(17).ElmTerm | 0 | Network Model.IntPrjfolder\Network Data.IntPrjfolder\Main Grid.ElmNet | 20 | 1 | 0 | 0 | 11.547 | 1 | 1.05 | 0 | 0 | Network Model.IntPrjfolder\Network Data.IntPrjfolder\Areas.IntArea\TAMBAK.ElmArea | 0 | 0 | 0 | 1746369112 | 0 | 0 | 0 | 0 | 0 | 0 | 0 | 0 | 1 | 0 | 0 | 0 | 0 | 0 | 0 | 0 | 0 | Terminal(17) | ["Vertical in metal enclosure"] | -2 | 0 | 0 | 0 | 0 | 0 | 1 | 0 | 0 | 0 | 0 | 3 | 1970-01-01T00:00:00Z | 0 | 0 | Network Model.IntPrjfolder\Network Data.IntPrjfolder\Main Grid.ElmNet | Network Model.IntPrjfolder\Network Data.IntPrjfolder\Main Grid.ElmNet | 0 | Terminal(17) | 0 | 0 | 0 | MAN | 0 | 0 | 0 | 0 | 0 | 0 | 5 | -5 | vcb | 0 | 0 | 0 | 1746599850 | 0 | 0 | 0 | 0 | 1 | 0 | 0 | 0 | 0 | 0 | 0 | 0 | 1 | 1 | 0 | -1 | 0 | 0 | 0 | 0 | 0 | 0 | -1 | 0 | 3 | 0 | Terminal(17) | 0 | 0 | 3 | 4906732 | Network Model.IntPrjfolder\Network Data.IntPrjfolder\Areas.IntArea\TAMBAK.ElmArea | 4905050 | 4294967294 | 0 | 0 | 0 | 12 | 1 | 6 | 12 | 20 | 0 | 0
Bus279 | Network Model.IntPrjfolder\Network Data.IntPrjfolder\Main Grid.ElmNet\Bus279.ElmTerm | 0 | Network Model.IntPrjfolder\Network Data.IntPrjfolder\Main Grid.ElmNet | 20 | 1 | 0 | 0 | 11.547 | 1 | 1.05 | 0 | 0 | Network Model.IntPrjfolder\Network Data.IntPrjfolder\Areas.IntArea\TAMBAK.ElmArea | 0 | 0 | 0 | 1746369115 | 0 | 0 | 0 | 0 | 0 | 0 | 0 | 0 | 1 | 0 | 0 | 0 | 0 | 0 | 0 | 0 | 0 | Bus279 | ["Vertical in metal enclosure"] | -2 | 0 | 0 | 0 | 0 | 0 | 1 | 0 | 0 | 0 | 0 | 3 | 1970-01-01T00:00:00Z | 0 | 0 | Network Model.IntPrjfolder\Network Data.IntPrjfolder\Main Grid.ElmNet | Network Model.IntPrjfolder\Network Data.IntPrjfolder\Main Grid.ElmNet | 0 | Bus279 | 0 | 0 | 0 | MAN | 0 | 0 | 0 | 0 | 0 | 0 | 5 | -5 | vcb | 0 | 0 | 0 | 1746599850 | 0 | 0 | 0 | 0 | 1 | 0 | 0 | 0 | 0 | 0 | 0 | 0 | 1 | 1 | 0 | -1 | 0 | 0 | 0 | 0 | 0 | 0 | -1 | 0 | 3 | 0 | Bus279 | 0 | 0 | 3 | 4906734 | Network Model.IntPrjfolder\Network Data.IntPrjfolder\Areas.IntArea\TAMBAK.ElmArea | 4905050 | 4294967294 | 0 | 0 | 0 | 12 | 1 | 6 | 12 | 20 | 0 | 0
Bus104 | Network Model.IntPrjfolder\Network Data.IntPrjfolder\Main Grid.ElmNet\Bus104.ElmTerm | 0 | Network Model.IntPrjfolder\Network Data.IntPrjfolder\Main Grid.ElmNet | 0.4 | 1 | 0 | 0 | 0.23094 | 1 | 1.05 | 0 | 0 | Network Model.IntPrjfolder\Network Data.IntPrjfolder\Areas.IntArea\TAMBAK.ElmArea | 0 | 0 | 0 | 1746369388 | 0 | 0 | 0 | 0 | 0 | 0 | 0 | 0 | 1 | 0 | 0 | 0 | 0 | 0 | 0 | 0 | 0 | Bus104 | ["Vertical in metal enclosure"] | -2 | 0 | 0 | 0 | 0 | 0 | 1 | 0 | 0 | 0 | 0 | 3 | 1970-01-01T00:00:00Z | 0 | 0 | Network Model.IntPrjfolder\Network Data.IntPrjfolder\Main Grid.ElmNet | Network Model.IntPrjfolder\Network Data.IntPrjfolder\Main Grid.ElmNet | 0 | Bus104 | 0 | 0 | 0 | MAN | 0 | 0 | 0 | 0 | 0 | 0 | 5 | -5 | vcb | 0 | 0 | 0 | 1746599850 | 0 | 0 | 0 | 0 | 1 | 0 | 0 | 0 | 0 | 0 | 0 | 0 | 1 | 1 | 0 | -1 | 0 | 0 | 0 | 0 | 0 | 0 | -1 | 0 | 3 | 0 | Bus104 | 0 | 0 | 3 | 4906761 | Network Model.IntPrjfolder\Network Data.IntPrjfolder\Areas.IntArea\TAMBAK.ElmArea | 4905050 | 4294967294 | 0 | 0 | 0 | 12 | 1 | 6 | 12 | 0.4 | 0 | 0
Bus272 | Network Model.IntPrjfolder\Network Data.IntPrjfolder\Main Grid.ElmNet\Bus272.ElmTerm | 0 | Network Model.IntPrjfolder\Network Data.IntPrjfolder\Main Grid.ElmNet | 0.4 | 1 | 0 | 0 | 0.23094 | 1 | 1.05 | 0 | 0 | Network Model.IntPrjfolder\Network Data.IntPrjfolder\Areas.IntArea\TAMBAK.ElmArea | 0 | 0 | 0 | 1746369389 | 0 | 0 | 0 | 0 | 0 | 0 | 0 | 0 | 1 | 0 | 0 | 0 | 0 | 0 | 0 | 0 | 0 | Bus272 | ["Vertical in metal enclosure"] | -2 | 0 | 0 | 0 | 0 | 0 | 1 | 0 | 0 | 0 | 0 | 3 | 1970-01-01T00:00:00Z | 0 | 0 | Network Model.IntPrjfolder\Network Data.IntPrjfolder\Main Grid.ElmNet | Network Model.IntPrjfolder\Network Data.IntPrjfolder\Main Grid.ElmNet | 0 | Bus272 | 0 | 0 | 0 | MAN | 0 | 0 | 0 | 0 | 0 | 0 | 5 | -5 | vcb | 0 | 0 | 0 | 1746599850 | 0 | 0 | 0 | 0 | 1 | 0 | 0 | 0 | 0 | 0 | 0 | 0 | 1 | 1 | 0 | -1 | 0 | 0 | 0 | 0 | 0 | 0 | -1 | 0 | 3 | 0 | Bus272 | 0 | 0 | 3 | 4906763 | Network Model.IntPrjfolder\Network Data.IntPrjfolder\Areas.IntArea\TAMBAK.ElmArea | 4905050 | 4294967294 | 0 | 0 | 0 | 12 | 1 | 6 | 12 | 0.4 | 0 | 0
Bus275 | Network Model.IntPrjfolder\Network Data.IntPrjfolder\Main Grid.ElmNet\Bus275.ElmTerm | 0 | Network Model.IntPrjfolder\Network Data.IntPrjfolder\Main Grid.ElmNet | 0.4 | 1 | 0 | 0 | 0.23094 | 1 | 1.05 | 0 | 0 | Network Model.IntPrjfolder\Network Data.IntPrjfolder\Areas.IntArea\TAMBAK.ElmArea | 0 | 0 | 0 | 1746369390 | 0 | 0 | 0 | 0 | 0 | 0 | 0 | 0 | 1 | 0 | 0 | 0 | 0 | 0 | 0 | 0 | 0 | Bus275 | ["Vertical in metal enclosure"] | -2 | 0 | 0 | 0 | 0 | 0 | 1 | 0 | 0 | 0 | 0 | 3 | 1970-01-01T00:00:00Z | 0 | 0 | Network Model.IntPrjfolder\Network Data.IntPrjfolder\Main Grid.ElmNet | Network Model.IntPrjfolder\Network Data.IntPrjfolder\Main Grid.ElmNet | 0 | Bus275 | 0 | 0 | 0 | MAN | 0 | 0 | 0 | 0 | 0 | 0 | 5 | -5 | vcb | 0 | 0 | 0 | 1746599850 | 0 | 0 | 0 | 0 | 1 | 0 | 0 | 0 | 0 | 0 | 0 | 0 | 1 | 1 | 0 | -1 | 0 | 0 | 0 | 0 | 0 | 0 | -1 | 0 | 3 | 0 | Bus275 | 0 | 0 | 3 | 4906765 | Network Model.IntPrjfolder\Network Data.IntPrjfolder\Areas.IntArea\TAMBAK.ElmArea | 4905050 | 4294967294 | 0 | 0 | 0 | 12 | 1 | 6 | 12 | 0.4 | 0 | 0
Bus278 | Network Model.IntPrjfolder\Network Data.IntPrjfolder\Main Grid.ElmNet\Bus278.ElmTerm | 0 | Network Model.IntPrjfolder\Network Data.IntPrjfolder\Main Grid.ElmNet | 0.4 | 1 | 0 | 0 | 0.23094 | 1 | 1.05 | 0 | 0 | Network Model.IntPrjfolder\Network Data.IntPrjfolder\Areas.IntArea\TAMBAK.ElmArea | 0 | 0 | 0 | 1746369391 | 0 | 0 | 0 | 0 | 0 | 0 | 0 | 0 | 1 | 0 | 0 | 0 | 0 | 0 | 0 | 0 | 0 | Bus278 | ["Vertical in metal enclosure"] | -2 | 0 | 0 | 0 | 0 | 0 | 1 | 0 | 0 | 0 | 0 | 3 | 1970-01-01T00:00:00Z | 0 | 0 | Network Model.IntPrjfolder\Network Data.IntPrjfolder\Main Grid.ElmNet | Network Model.IntPrjfolder\Network Data.IntPrjfolder\Main Grid.ElmNet | 0 | Bus278 | 0 | 0 | 0 | MAN | 0 | 0 | 0 | 0 | 0 | 0 | 5 | -5 | vcb | 0 | 0 | 0 | 1746599850 | 0 | 0 | 0 | 0 | 1 | 0 | 0 | 0 | 0 | 0 | 0 | 0 | 1 | 1 | 0 | -1 | 0 | 0 | 0 | 0 | 0 | 0 | -1 | 0 | 3 | 0 | Bus278 | 0 | 0 | 3 | 4906767 | Network Model.IntPrjfolder\Network Data.IntPrjfolder\Areas.IntArea\TAMBAK.ElmArea | 4905050 | 4294967294 | 0 | 0 | 0 | 12 | 1 | 6 | 12 | 0.4 | 0 | 0
Bus103 | Network Model.IntPrjfolder\Network Data.IntPrjfolder\Main Grid.ElmNet\Bus103.ElmTerm | 0 | Network Model.IntPrjfolder\Network Data.IntPrjfolder\Main Grid.ElmNet | 20 | 0 | 0 | 0 | 11.547 | 1 | 1.05 | 0 | 0 | Network Model.IntPrjfolder\Network Data.IntPrjfolder\Areas.IntArea\TAMBAK.ElmArea | 0 | 0 | 0 | 1746369511 | 0 | 0 | 0 | 0 | 0 | 0 | 0 | 0 | 1 | 0 | 0 | 0 | 0 | 0 | 0 | 0 | 0 | Bus103 | ["Vertical in metal enclosure"] | -2 | 0 | 0 | 0 | 0 | 0 | 1 | 0 | 0 | 0 | 0 | 3 | 1970-01-01T00:00:00Z | 0 | 0 | Network Model.IntPrjfolder\Network Data.IntPrjfolder\Main Grid.ElmNet | Network Model.IntPrjfolder\Network Data.IntPrjfolder\Main Grid.ElmNet | 0 | Bus103 | 0 | 0 | 0 | MAN | 0 | 0 | 0 | 0 | 0 | 0 | 5 | -5 | vcb | 0 | 0 | 0 | 1746599850 | 0 | 0 | 0 | 0 | 1 | 0 | 0 | 0 | 0 | 0 | 0 | 0 | 1 | 1 | 0 | -1 | 0 | 0 | 0 | 0 | 0 | 0 | -1 | 0 | 3 | 0 | Bus103 | 0 | 0 | 3 | 4906819 | Network Model.IntPrjfolder\Network Data.IntPrjfolder\Areas.IntArea\TAMBAK.ElmArea | 4905050 | 4294967294 | 0 | 0 | 0 | 12 | 1 | 6 | 12 | 20 | 0 | 0
Bus102 | Network Model.IntPrjfolder\Network Data.IntPrjfolder\Main Grid.ElmNet\Bus102.ElmTerm | 0 | Network Model.IntPrjfolder\Network Data.IntPrjfolder\Main Grid.ElmNet | 0.4 | 1 | 0 | 0 | 0.23094 | 1 | 1.05 | 0 | 0 | Network Model.IntPrjfolder\Network Data.IntPrjfolder\Areas.IntArea\TAMBAK.ElmArea | 0 | 0 | 0 | 1746369578 | 0 | 0 | 0 | 0 | 0 | 0 | 0 | 0 | 1 | 0 | 0 | 0 | 0 | 0 | 0 | 0 | 0 | Bus102 | ["Vertical in metal enclosure"] | -2 | 0 | 0 | 0 | 0 | 0 | 1 | 0 | 0 | 0 | 0 | 3 | 1970-01-01T00:00:00Z | 0 | 0 | Network Model.IntPrjfolder\Network Data.IntPrjfolder\Main Grid.ElmNet | Network Model.IntPrjfolder\Network Data.IntPrjfolder\Main Grid.ElmNet | 0 | Bus102 | 0 | 0 | 0 | MAN | 0 | 0 | 0 | 0 | 0 | 0 | 5 | -5 | vcb | 0 | 0 | 0 | 1746599850 | 0 | 0 | 0 | 0 | 1 | 0 | 0 | 0 | 0 | 0 | 0 | 0 | 1 | 1 | 0 | -1 | 0 | 0 | 0 | 0 | 0 | 0 | -1 | 0 | 3 | 0 | Bus102 | 0 | 0 | 3 | 4906830 | Network Model.IntPrjfolder\Network Data.IntPrjfolder\Areas.IntArea\TAMBAK.ElmArea | 4905050 | 4294967294 | 0 | 0 | 0 | 12 | 1 | 6 | 12 | 0.4 | 0 | 0
Terminal(18) | Network Model.IntPrjfolder\Network Data.IntPrjfolder\Main Grid.ElmNet\Terminal(18).ElmTerm | 0 | Network Model.IntPrjfolder\Network Data.IntPrjfolder\Main Grid.ElmNet | 20 | 1 | 0 | 0 | 11.547 | 1 | 1.05 | 0 | 0 | Network Model.IntPrjfolder\Network Data.IntPrjfolder\Areas.IntArea\TAMBAK.ElmArea | 0 | 0 | 0 | 1746369627 | 0 | 0 | 0 | 0 | 0 | 0 | 0 | 0 | 1 | 0 | 0 | 0 | 0 | 0 | 0 | 0 | 0 | Terminal(18) | ["Vertical in metal enclosure"] | -2 | 0 | 0 | 0 | 0 | 0 | 1 | 0 | 0 | 0 | 0 | 3 | 1970-01-01T00:00:00Z | 0 | 0 | Network Model.IntPrjfolder\Network Data.IntPrjfolder\Main Grid.ElmNet | Network Model.IntPrjfolder\Network Data.IntPrjfolder\Main Grid.ElmNet | 0 | Terminal(18) | 0 | 0 | 0 | MAN | 0 | 0 | 0 | 0 | 0 | 0 | 5 | -5 | vcb | 0 | 0 | 0 | 1746599850 | 0 | 0 | 0 | 0 | 1 | 0 | 0 | 0 | 0 | 0 | 0 | 0 | 1 | 1 | 0 | -1 | 0 | 0 | 0 | 0 | 0 | 0 | -1 | 0 | 3 | 0 | Terminal(18) | 0 | 0 | 3 | 4906845 | Network Model.IntPrjfolder\Network Data.IntPrjfolder\Areas.IntArea\TAMBAK.ElmArea | 4905050 | 4294967294 | 0 | 0 | 0 | 12 | 1 | 6 | 12 | 20 | 0 | 0
Bus108 | Network Model.IntPrjfolder\Network Data.IntPrjfolder\Main Grid.ElmNet\Bus108.ElmTerm | 0 | Network Model.IntPrjfolder\Network Data.IntPrjfolder\Main Grid.ElmNet | 20 | 0 | 0 | 0 | 11.547 | 1 | 1.05 | 0 | 0 | Network Model.IntPrjfolder\Network Data.IntPrjfolder\Areas.IntArea\TAMBAK.ElmArea | 0 | 0 | 0 | 1746369674 | 0 | 0 | 0 | 0 | 0 | 0 | 0 | 0 | 1 | 0 | 0 | 0 | 0 | 0 | 0 | 0 | 0 | Bus108 | ["Vertical in metal enclosure"] | -2 | 0 | 0 | 0 | 0 | 0 | 1 | 0 | 0 | 0 | 0 | 3 | 1970-01-01T00:00:00Z | 0 | 0 | Network Model.IntPrjfolder\Network Data.IntPrjfolder\Main Grid.ElmNet | Network Model.IntPrjfolder\Network Data.IntPrjfolder\Main Grid.ElmNet | 0 | Bus108 | 0 | 0 | 0 | MAN | 0 | 0 | 0 | 0 | 0 | 0 | 5 | -5 | vcb | 0 | 0 | 0 | 1746599850 | 0 | 0 | 0 | 0 | 1 | 0 | 0 | 0 | 0 | 0 | 0 | 0 | 1 | 1 | 0 | -1 | 0 | 0 | 0 | 0 | 0 | 0 | -1 | 0 | 3 | 0 | Bus108 | 0 | 0 | 3 | 4906855 | Network Model.IntPrjfolder\Network Data.IntPrjfolder\Areas.IntArea\TAMBAK.ElmArea | 4905050 | 4294967294 | 0 | 0 | 0 | 12 | 1 | 6 | 12 | 20 | 0 | 0
Bus107 | Network Model.IntPrjfolder\Network Data.IntPrjfolder\Main Grid.ElmNet\Bus107.ElmTerm | 0 | Network Model.IntPrjfolder\Network Data.IntPrjfolder\Main Grid.ElmNet | 20 | 0 | 0 | 0 | 11.547 | 1 | 1.05 | 0 | 0 | Network Model.IntPrjfolder\Network Data.IntPrjfolder\Areas.IntArea\TAMBAK.ElmArea | 0 | 0 | 0 | 1746369729 | 0 | 0 | 0 | 0 | 0 | 0 | 0 | 0 | 1 | 0 | 0 | 0 | 0 | 0 | 0 | 0 | 0 | Bus107 | ["Vertical in metal enclosure"] | -2 | 0 | 0 | 0 | 0 | 0 | 1 | 0 | 0 | 0 | 0 | 3 | 1970-01-01T00:00:00Z | 0 | 0 | Network Model.IntPrjfolder\Network Data.IntPrjfolder\Main Grid.ElmNet | Network Model.IntPrjfolder\Network Data.IntPrjfolder\Main Grid.ElmNet | 0 | Bus107 | 0 | 0 | 0 | MAN | 0 | 0 | 0 | 0 | 0 | 0 | 5 | -5 | vcb | 0 | 0 | 0 | 1746599850 | 0 | 0 | 0 | 0 | 1 | 0 | 0 | 0 | 0 | 0 | 0 | 0 | 1 | 1 | 0 | -1 | 0 | 0 | 0 | 0 | 0 | 0 | -1 | 0 | 3 | 0 | Bus107 | 0 | 0 | 3 | 4906864 | Network Model.IntPrjfolder\Network Data.IntPrjfolder\Areas.IntArea\TAMBAK.ElmArea | 4905050 | 4294967294 | 0 | 0 | 0 | 12 | 1 | 6 | 12 | 20 | 0 | 0
Bus106 | Network Model.IntPrjfolder\Network Data.IntPrjfolder\Main Grid.ElmNet\Bus106.ElmTerm | 0 | Network Model.IntPrjfolder\Network Data.IntPrjfolder\Main Grid.ElmNet | 0.4 | 1 | 0 | 0 | 0.23094 | 1 | 1.05 | 0 | 0 |  | 0 | 0 | 0 | 1746369789 | 0 | 0 | 0 | 0 | 0 | 0 | 0 | 0 | 1 | 0 | 0 | 0 | 0 | 0 | 0 | 0 | 0 | Bus106 | ["Vertical in metal enclosure"] | -2 | 0 | 0 | 0 | 0 | 0 | 1 | 0 | 0 | 0 | 0 | 3 | 1970-01-01T00:00:00Z | 0 | 0 | Network Model.IntPrjfolder\Network Data.IntPrjfolder\Main Grid.ElmNet | Network Model.IntPrjfolder\Network Data.IntPrjfolder\Main Grid.ElmNet | 0 | Bus106 | 0 | 0 | 0 | MAN | 0 | 0 | 0 | 0 | 0 | 0 | 5 | -5 | vcb | 0 | 0 | 0 | 1746369807 | 0 | 0 | 0 | 0 | 1 | 0 | 0 | 0 | 0 | 0 | 0 | 0 | 1 | 1 | 0 | -1 | 0 | 0 | 0 | 0 | 0 | 0 | -1 | 0 | 3 | 0 | Bus106 | 0 | 0 | 3 | 4906875 |  | 4905050 | 4294967294 | 0 | 0 | 0 | 12 | 1 | 6 | 12 | 0.4 | 0 | 0
Bus110 | Network Model.IntPrjfolder\Network Data.IntPrjfolder\Main Grid.ElmNet\Bus110.ElmTerm | 0 | Network Model.IntPrjfolder\Network Data.IntPrjfolder\Main Grid.ElmNet | 20 | 0 | 0 | 0 | 11.547 | 1 | 1.05 | 0 | 0 | Network Model.IntPrjfolder\Network Data.IntPrjfolder\Areas.IntArea\TAMBAK.ElmArea | 0 | 0 | 0 | 1746369983 | 0 | 0 | 0 | 0 | 0 | 0 | 0 | 0 | 1 | 0 | 0 | 0 | 0 | 0 | 0 | 0 | 0 | Bus110 | ["Vertical in metal enclosure"] | -2 | 0 | 0 | 0 | 0 | 0 | 1 | 0 | 0 | 0 | 0 | 3 | 1970-01-01T00:00:00Z | 0 | 0 | Network Model.IntPrjfolder\Network Data.IntPrjfolder\Main Grid.ElmNet | Network Model.IntPrjfolder\Network Data.IntPrjfolder\Main Grid.ElmNet | 0 | Bus110 | 0 | 0 | 0 | MAN | 0 | 0 | 0 | 0 | 0 | 0 | 5 | -5 | vcb | 0 | 0 | 0 | 1746599861 | 0 | 0 | 0 | 0 | 1 | 0 | 0 | 0 | 0 | 0 | 0 | 0 | 1 | 1 | 0 | -1 | 0 | 0 | 0 | 0 | 0 | 0 | -1 | 0 | 3 | 0 | Bus110 | 0 | 0 | 3 | 4906890 | Network Model.IntPrjfolder\Network Data.IntPrjfolder\Areas.IntArea\TAMBAK.ElmArea | 4905050 | 4294967294 | 0 | 0 | 0 | 12 | 1 | 6 | 12 | 20 | 0 | 0
Bus109 | Network Model.IntPrjfolder\Network Data.IntPrjfolder\Main Grid.ElmNet\Bus109.ElmTerm | 0 | Network Model.IntPrjfolder\Network Data.IntPrjfolder\Main Grid.ElmNet | 0.4 | 1 | 0 | 0 | 0.23094 | 1 | 1.05 | 0 | 0 | Network Model.IntPrjfolder\Network Data.IntPrjfolder\Areas.IntArea\TAMBAK.ElmArea | 0 | 0 | 0 | 1746370026 | 0 | 0 | 0 | 0 | 0 | 0 | 0 | 0 | 1 | 0 | 0 | 0 | 0 | 0 | 0 | 0 | 0 | Bus109 | ["Vertical in metal enclosure"] | -2 | 0 | 0 | 0 | 0 | 0 | 1 | 0 | 0 | 0 | 0 | 3 | 1970-01-01T00:00:00Z | 0 | 0 | Network Model.IntPrjfolder\Network Data.IntPrjfolder\Main Grid.ElmNet | Network Model.IntPrjfolder\Network Data.IntPrjfolder\Main Grid.ElmNet | 0 | Bus109 | 0 | 0 | 0 | MAN | 0 | 0 | 0 | 0 | 0 | 0 | 5 | -5 | vcb | 0 | 0 | 0 | 1746599861 | 0 | 0 | 0 | 0 | 1 | 0 | 0 | 0 | 0 | 0 | 0 | 0 | 1 | 1 | 0 | -1 | 0 | 0 | 0 | 0 | 0 | 0 | -1 | 0 | 3 | 0 | Bus109 | 0 | 0 | 3 | 4906901 | Network Model.IntPrjfolder\Network Data.IntPrjfolder\Areas.IntArea\TAMBAK.ElmArea | 4905050 | 4294967294 | 0 | 0 | 0 | 12 | 1 | 6 | 12 | 0.4 | 0 | 0
Bus112 | Network Model.IntPrjfolder\Network Data.IntPrjfolder\Main Grid.ElmNet\Bus112.ElmTerm | 0 | Network Model.IntPrjfolder\Network Data.IntPrjfolder\Main Grid.ElmNet | 20 | 0 | 0 | 0 | 11.547 | 1 | 1.05 | 0 | 0 | Network Model.IntPrjfolder\Network Data.IntPrjfolder\Areas.IntArea\TAMBAK.ElmArea | 0 | 0 | 0 | 1746370076 | 0 | 0 | 0 | 0 | 0 | 0 | 0 | 0 | 1 | 0 | 0 | 0 | 0 | 0 | 0 | 0 | 0 | Bus112 | ["Vertical in metal enclosure"] | -2 | 0 | 0 | 0 | 0 | 0 | 1 | 0 | 0 | 0 | 0 | 3 | 1970-01-01T00:00:00Z | 0 | 0 | Network Model.IntPrjfolder\Network Data.IntPrjfolder\Main Grid.ElmNet | Network Model.IntPrjfolder\Network Data.IntPrjfolder\Main Grid.ElmNet | 0 | Bus112 | 0 | 0 | 0 | MAN | 0 | 0 | 0 | 0 | 0 | 0 | 5 | -5 | vcb | 0 | 0 | 0 | 1746599861 | 0 | 0 | 0 | 0 | 1 | 0 | 0 | 0 | 0 | 0 | 0 | 0 | 1 | 1 | 0 | -1 | 0 | 0 | 0 | 0 | 0 | 0 | -1 | 0 | 3 | 0 | Bus112 | 0 | 0 | 3 | 4906916 | Network Model.IntPrjfolder\Network Data.IntPrjfolder\Areas.IntArea\TAMBAK.ElmArea | 4905050 | 4294967294 | 0 | 0 | 0 | 12 | 1 | 6 | 12 | 20 | 0 | 0
Bus280 | Network Model.IntPrjfolder\Network Data.IntPrjfolder\Main Grid.ElmNet\Bus280.ElmTerm | 0 | Network Model.IntPrjfolder\Network Data.IntPrjfolder\Main Grid.ElmNet | 20 | 1 | 0 | 0 | 11.547 | 1 | 1.05 | 0 | 0 | Network Model.IntPrjfolder\Network Data.IntPrjfolder\Areas.IntArea\TAMBAK.ElmArea | 0 | 0 | 0 | 1746370112 | 0 | 0 | 0 | 0 | 0 | 0 | 0 | 0 | 1 | 0 | 0 | 0 | 0 | 0 | 0 | 0 | 0 | Bus280 | ["Vertical in metal enclosure"] | -2 | 0 | 0 | 0 | 0 | 0 | 1 | 0 | 0 | 0 | 0 | 3 | 1970-01-01T00:00:00Z | 0 | 0 | Network Model.IntPrjfolder\Network Data.IntPrjfolder\Main Grid.ElmNet | Network Model.IntPrjfolder\Network Data.IntPrjfolder\Main Grid.ElmNet | 0 | Bus280 | 0 | 0 | 0 | MAN | 0 | 0 | 0 | 0 | 0 | 0 | 5 | -5 | vcb | 0 | 0 | 0 | 1746599861 | 0 | 0 | 0 | 0 | 1 | 0 | 0 | 0 | 0 | 0 | 0 | 0 | 1 | 1 | 0 | -1 | 0 | 0 | 0 | 0 | 0 | 0 | -1 | 0 | 3 | 0 | Bus280 | 0 | 0 | 3 | 4906927 | Network Model.IntPrjfolder\Network Data.IntPrjfolder\Areas.IntArea\TAMBAK.ElmArea | 4905050 | 4294967294 | 0 | 0 | 0 | 12 | 1 | 6 | 12 | 20 | 0 | 0
Bus111 | Network Model.IntPrjfolder\Network Data.IntPrjfolder\Main Grid.ElmNet\Bus111.ElmTerm | 0 | Network Model.IntPrjfolder\Network Data.IntPrjfolder\Main Grid.ElmNet | 0.4 | 1 | 0 | 0 | 0.23094 | 1 | 1.05 | 0 | 0 | Network Model.IntPrjfolder\Network Data.IntPrjfolder\Areas.IntArea\TAMBAK.ElmArea | 0 | 0 | 0 | 1746370143 | 0 | 0 | 0 | 0 | 0 | 0 | 0 | 0 | 1 | 0 | 0 | 0 | 0 | 0 | 0 | 0 | 0 | Bus111 | ["Vertical in metal enclosure"] | -2 | 0 | 0 | 0 | 0 | 0 | 1 | 0 | 0 | 0 | 0 | 3 | 1970-01-01T00:00:00Z | 0 | 0 | Network Model.IntPrjfolder\Network Data.IntPrjfolder\Main Grid.ElmNet | Network Model.IntPrjfolder\Network Data.IntPrjfolder\Main Grid.ElmNet | 0 | Bus111 | 0 | 0 | 0 | MAN | 0 | 0 | 0 | 0 | 0 | 0 | 5 | -5 | vcb | 0 | 0 | 0 | 1746599861 | 0 | 0 | 0 | 0 | 1 | 0 | 0 | 0 | 0 | 0 | 0 | 0 | 1 | 1 | 0 | -1 | 0 | 0 | 0 | 0 | 0 | 0 | -1 | 0 | 3 | 0 | Bus111 | 0 | 0 | 3 | 4906937 | Network Model.IntPrjfolder\Network Data.IntPrjfolder\Areas.IntArea\TAMBAK.ElmArea | 4905050 | 4294967294 | 0 | 0 | 0 | 12 | 1 | 6 | 12 | 0.4 | 0 | 0
Bus284 | Network Model.IntPrjfolder\Network Data.IntPrjfolder\Main Grid.ElmNet\Bus284.ElmTerm | 0 | Network Model.IntPrjfolder\Network Data.IntPrjfolder\Main Grid.ElmNet | 20 | 0 | 0 | 0 | 11.547 | 1 | 1.05 | 0 | 0 | Network Model.IntPrjfolder\Network Data.IntPrjfolder\Areas.IntArea\TAMBAK.ElmArea | 0 | 0 | 0 | 1746370209 | 0 | 0 | 0 | 0 | 0 | 0 | 0 | 0 | 1 | 0 | 0 | 0 | 0 | 0 | 0 | 0 | 0 | Bus284 | ["Vertical in metal enclosure"] | -2 | 0 | 0 | 0 | 0 | 0 | 1 | 0 | 0 | 0 | 0 | 3 | 1970-01-01T00:00:00Z | 0 | 0 | Network Model.IntPrjfolder\Network Data.IntPrjfolder\Main Grid.ElmNet | Network Model.IntPrjfolder\Network Data.IntPrjfolder\Main Grid.ElmNet | 0 | Bus284 | 0 | 0 | 0 | MAN | 0 | 0 | 0 | 0 | 0 | 0 | 5 | -5 | vcb | 0 | 0 | 0 | 1746599861 | 0 | 0 | 0 | 0 | 1 | 0 | 0 | 0 | 0 | 0 | 0 | 0 | 1 | 1 | 0 | -1 | 0 | 0 | 0 | 0 | 0 | 0 | -1 | 0 | 3 | 0 | Bus284 | 0 | 0 | 3 | 4906951 | Network Model.IntPrjfolder\Network Data.IntPrjfolder\Areas.IntArea\TAMBAK.ElmArea | 4905050 | 4294967294 | 0 | 0 | 0 | 12 | 1 | 6 | 12 | 20 | 0 | 0
Bus286 | Network Model.IntPrjfolder\Network Data.IntPrjfolder\Main Grid.ElmNet\Bus286.ElmTerm | 0 | Network Model.IntPrjfolder\Network Data.IntPrjfolder\Main Grid.ElmNet | 20 | 0 | 0 | 0 | 11.547 | 1 | 1.05 | 0 | 0 | Network Model.IntPrjfolder\Network Data.IntPrjfolder\Areas.IntArea\TAMBAK.ElmArea | 0 | 0 | 0 | 1746370210 | 0 | 0 | 0 | 0 | 0 | 0 | 0 | 0 | 1 | 0 | 0 | 0 | 0 | 0 | 0 | 0 | 0 | Bus286 | ["Vertical in metal enclosure"] | -2 | 0 | 0 | 0 | 0 | 0 | 1 | 0 | 0 | 0 | 0 | 3 | 1970-01-01T00:00:00Z | 0 | 0 | Network Model.IntPrjfolder\Network Data.IntPrjfolder\Main Grid.ElmNet | Network Model.IntPrjfolder\Network Data.IntPrjfolder\Main Grid.ElmNet | 0 | Bus286 | 0 | 0 | 0 | MAN | 0 | 0 | 0 | 0 | 0 | 0 | 5 | -5 | vcb | 0 | 0 | 0 | 1746599861 | 0 | 0 | 0 | 0 | 1 | 0 | 0 | 0 | 0 | 0 | 0 | 0 | 1 | 1 | 0 | -1 | 0 | 0 | 0 | 0 | 0 | 0 | -1 | 0 | 3 | 0 | Bus286 | 0 | 0 | 3 | 4906953 | Network Model.IntPrjfolder\Network Data.IntPrjfolder\Areas.IntArea\TAMBAK.ElmArea | 4905050 | 4294967294 | 0 | 0 | 0 | 12 | 1 | 6 | 12 | 20 | 0 | 0
Bus283 | Network Model.IntPrjfolder\Network Data.IntPrjfolder\Main Grid.ElmNet\Bus283.ElmTerm | 0 | Network Model.IntPrjfolder\Network Data.IntPrjfolder\Main Grid.ElmNet | 0.4 | 1 | 0 | 0 | 0.23094 | 1 | 1.05 | 0 | 0 | Network Model.IntPrjfolder\Network Data.IntPrjfolder\Areas.IntArea\TAMBAK.ElmArea | 0 | 0 | 0 | 1746370226 | 0 | 0 | 0 | 0 | 0 | 0 | 0 | 0 | 1 | 0 | 0 | 0 | 0 | 0 | 0 | 0 | 0 | Bus283 | ["Vertical in metal enclosure"] | -2 | 0 | 0 | 0 | 0 | 0 | 1 | 0 | 0 | 0 | 0 | 3 | 1970-01-01T00:00:00Z | 0 | 0 | Network Model.IntPrjfolder\Network Data.IntPrjfolder\Main Grid.ElmNet | Network Model.IntPrjfolder\Network Data.IntPrjfolder\Main Grid.ElmNet | 0 | Bus283 | 0 | 0 | 0 | MAN | 0 | 0 | 0 | 0 | 0 | 0 | 5 | -5 | vcb | 0 | 0 | 0 | 1746599861 | 0 | 0 | 0 | 0 | 1 | 0 | 0 | 0 | 0 | 0 | 0 | 0 | 1 | 1 | 0 | -1 | 0 | 0 | 0 | 0 | 0 | 0 | -1 | 0 | 3 | 0 | Bus283 | 0 | 0 | 3 | 4906955 | Network Model.IntPrjfolder\Network Data.IntPrjfolder\Areas.IntArea\TAMBAK.ElmArea | 4905050 | 4294967294 | 0 | 0 | 0 | 12 | 1 | 6 | 12 | 0.4 | 0 | 0
Bus285 | Network Model.IntPrjfolder\Network Data.IntPrjfolder\Main Grid.ElmNet\Bus285.ElmTerm | 0 | Network Model.IntPrjfolder\Network Data.IntPrjfolder\Main Grid.ElmNet | 0.4 | 1 | 0 | 0 | 0.23094 | 1 | 1.05 | 0 | 0 | Network Model.IntPrjfolder\Network Data.IntPrjfolder\Areas.IntArea\TAMBAK.ElmArea | 0 | 0 | 0 | 1746370227 | 0 | 0 | 0 | 0 | 0 | 0 | 0 | 0 | 1 | 0 | 0 | 0 | 0 | 0 | 0 | 0 | 0 | Bus285 | ["Vertical in metal enclosure"] | -2 | 0 | 0 | 0 | 0 | 0 | 1 | 0 | 0 | 0 | 0 | 3 | 1970-01-01T00:00:00Z | 0 | 0 | Network Model.IntPrjfolder\Network Data.IntPrjfolder\Main Grid.ElmNet | Network Model.IntPrjfolder\Network Data.IntPrjfolder\Main Grid.ElmNet | 0 | Bus285 | 0 | 0 | 0 | MAN | 0 | 0 | 0 | 0 | 0 | 0 | 5 | -5 | vcb | 0 | 0 | 0 | 1746599861 | 0 | 0 | 0 | 0 | 1 | 0 | 0 | 0 | 0 | 0 | 0 | 0 | 1 | 1 | 0 | -1 | 0 | 0 | 0 | 0 | 0 | 0 | -1 | 0 | 3 | 0 | Bus285 | 0 | 0 | 3 | 4906957 | Network Model.IntPrjfolder\Network Data.IntPrjfolder\Areas.IntArea\TAMBAK.ElmArea | 4905050 | 4294967294 | 0 | 0 | 0 | 12 | 1 | 6 | 12 | 0.4 | 0 | 0
Terminal(19) | Network Model.IntPrjfolder\Network Data.IntPrjfolder\Main Grid.ElmNet\Terminal(19).ElmTerm | 0 | Network Model.IntPrjfolder\Network Data.IntPrjfolder\Main Grid.ElmNet | 20 | 1 | 0 | 0 | 11.547 | 1 | 1.05 | 0 | 0 | Network Model.IntPrjfolder\Network Data.IntPrjfolder\Areas.IntArea\TAMBAK.ElmArea | 0 | 0 | 0 | 1746370352 | 0 | 0 | 0 | 0 | 0 | 0 | 0 | 0 | 1 | 0 | 0 | 0 | 0 | 0 | 0 | 0 | 0 | Terminal(19) | ["Vertical in metal enclosure"] | -2 | 0 | 0 | 0 | 0 | 0 | 1 | 0 | 0 | 0 | 0 | 3 | 1970-01-01T00:00:00Z | 0 | 0 | Network Model.IntPrjfolder\Network Data.IntPrjfolder\Main Grid.ElmNet | Network Model.IntPrjfolder\Network Data.IntPrjfolder\Main Grid.ElmNet | 0 | Terminal(19) | 0 | 0 | 0 | MAN | 0 | 0 | 0 | 0 | 0 | 0 | 5 | -5 | vcb | 0 | 0 | 0 | 1746599861 | 0 | 0 | 0 | 0 | 1 | 0 | 0 | 0 | 0 | 0 | 0 | 0 | 1 | 1 | 0 | -1 | 0 | 0 | 0 | 0 | 0 | 0 | -1 | 0 | 3 | 0 | Terminal(19) | 0 | 0 | 3 | 4907003 | Network Model.IntPrjfolder\Network Data.IntPrjfolder\Areas.IntArea\TAMBAK.ElmArea | 4905050 | 4294967294 | 0 | 0 | 0 | 12 | 1 | 6 | 12 | 20 | 0 | 0
Terminal(20) | Network Model.IntPrjfolder\Network Data.IntPrjfolder\Main Grid.ElmNet\Terminal(20).ElmTerm | 0 | Network Model.IntPrjfolder\Network Data.IntPrjfolder\Main Grid.ElmNet | 20 | 1 | 0 | 0 | 11.547 | 1 | 1.05 | 0 | 0 | Network Model.IntPrjfolder\Network Data.IntPrjfolder\Areas.IntArea\TAMBAK.ElmArea | 0 | 0 | 0 | 1746370391 | 0 | 0 | 0 | 0 | 0 | 0 | 0 | 0 | 1 | 0 | 0 | 0 | 0 | 0 | 0 | 0 | 0 | Terminal(20) | ["Vertical in metal enclosure"] | -2 | 0 | 0 | 0 | 0 | 0 | 1 | 0 | 0 | 0 | 0 | 3 | 1970-01-01T00:00:00Z | 0 | 0 | Network Model.IntPrjfolder\Network Data.IntPrjfolder\Main Grid.ElmNet | Network Model.IntPrjfolder\Network Data.IntPrjfolder\Main Grid.ElmNet | 0 | Terminal(20) | 0 | 0 | 0 | MAN | 0 | 0 | 0 | 0 | 0 | 0 | 5 | -5 | vcb | 0 | 0 | 0 | 1746599861 | 0 | 0 | 0 | 0 | 1 | 0 | 0 | 0 | 0 | 0 | 0 | 0 | 1 | 1 | 0 | -1 | 0 | 0 | 0 | 0 | 0 | 0 | -1 | 0 | 3 | 0 | Terminal(20) | 0 | 0 | 3 | 4907013 | Network Model.IntPrjfolder\Network Data.IntPrjfolder\Areas.IntArea\TAMBAK.ElmArea | 4905050 | 4294967294 | 0 | 0 | 0 | 12 | 1 | 6 | 12 | 20 | 0 | 0
Bus289 | Network Model.IntPrjfolder\Network Data.IntPrjfolder\Main Grid.ElmNet\Bus289.ElmTerm | 0 | Network Model.IntPrjfolder\Network Data.IntPrjfolder\Main Grid.ElmNet | 20 | 0 | 0 | 0 | 11.547 | 1 | 1.05 | 0 | 0 | Network Model.IntPrjfolder\Network Data.IntPrjfolder\Areas.IntArea\TAMBAK.ElmArea | 0 | 0 | 0 | 1746370419 | 0 | 0 | 0 | 0 | 0 | 0 | 0 | 0 | 1 | 0 | 0 | 0 | 0 | 0 | 0 | 0 | 0 | Bus289 | ["Vertical in metal enclosure"] | -2 | 0 | 0 | 0 | 0 | 0 | 1 | 0 | 0 | 0 | 0 | 3 | 1970-01-01T00:00:00Z | 0 | 0 | Network Model.IntPrjfolder\Network Data.IntPrjfolder\Main Grid.ElmNet | Network Model.IntPrjfolder\Network Data.IntPrjfolder\Main Grid.ElmNet | 0 | Bus289 | 0 | 0 | 0 | MAN | 0 | 0 | 0 | 0 | 0 | 0 | 5 | -5 | vcb | 0 | 0 | 0 | 1746599861 | 0 | 0 | 0 | 0 | 1 | 0 | 0 | 0 | 0 | 0 | 0 | 0 | 1 | 1 | 0 | -1 | 0 | 0 | 0 | 0 | 0 | 0 | -1 | 0 | 3 | 0 | Bus289 | 0 | 0 | 3 | 4907022 | Network Model.IntPrjfolder\Network Data.IntPrjfolder\Areas.IntArea\TAMBAK.ElmArea | 4905050 | 4294967294 | 0 | 0 | 0 | 12 | 1 | 6 | 12 | 20 | 0 | 0
Bus115 | Network Model.IntPrjfolder\Network Data.IntPrjfolder\Main Grid.ElmNet\Bus115.ElmTerm | 0 | Network Model.IntPrjfolder\Network Data.IntPrjfolder\Main Grid.ElmNet | 20 | 0 | 0 | 0 | 11.547 | 1 | 1.05 | 0 | 0 | Network Model.IntPrjfolder\Network Data.IntPrjfolder\Areas.IntArea\TAMBAK.ElmArea | 0 | 0 | 0 | 1746370514 | 0 | 0 | 0 | 0 | 0 | 0 | 0 | 0 | 1 | 0 | 0 | 0 | 0 | 0 | 0 | 0 | 0 | Bus115 | ["Vertical in metal enclosure"] | -2 | 0 | 0 | 0 | 0 | 0 | 1 | 0 | 0 | 0 | 0 | 3 | 1970-01-01T00:00:00Z | 0 | 0 | Network Model.IntPrjfolder\Network Data.IntPrjfolder\Main Grid.ElmNet | Network Model.IntPrjfolder\Network Data.IntPrjfolder\Main Grid.ElmNet | 0 | Bus115 | 0 | 0 | 0 | MAN | 0 | 0 | 0 | 0 | 0 | 0 | 5 | -5 | vcb | 0 | 0 | 0 | 1746599861 | 0 | 0 | 0 | 0 | 1 | 0 | 0 | 0 | 0 | 0 | 0 | 0 | 1 | 1 | 0 | -1 | 0 | 0 | 0 | 0 | 0 | 0 | -1 | 0 | 3 | 0 | Bus115 | 0 | 0 | 3 | 4907033 | Network Model.IntPrjfolder\Network Data.IntPrjfolder\Areas.IntArea\TAMBAK.ElmArea | 4905050 | 4294967294 | 0 | 0 | 0 | 12 | 1 | 6 | 12 | 20 | 0 | 0
Bus114 | Network Model.IntPrjfolder\Network Data.IntPrjfolder\Main Grid.ElmNet\Bus114.ElmTerm | 0 | Network Model.IntPrjfolder\Network Data.IntPrjfolder\Main Grid.ElmNet | 0.4 | 1 | 0 | 0 | 0.23094 | 1 | 1.05 | 0 | 0 | Network Model.IntPrjfolder\Network Data.IntPrjfolder\Areas.IntArea\TAMBAK.ElmArea | 0 | 0 | 0 | 1746370569 | 0 | 0 | 0 | 0 | 0 | 0 | 0 | 0 | 1 | 0 | 0 | 0 | 0 | 0 | 0 | 0 | 0 | Bus114 | ["Vertical in metal enclosure"] | -2 | 0 | 0 | 0 | 0 | 0 | 1 | 0 | 0 | 0 | 0 | 3 | 1970-01-01T00:00:00Z | 0 | 0 | Network Model.IntPrjfolder\Network Data.IntPrjfolder\Main Grid.ElmNet | Network Model.IntPrjfolder\Network Data.IntPrjfolder\Main Grid.ElmNet | 0 | Bus114 | 0 | 0 | 0 | MAN | 0 | 0 | 0 | 0 | 0 | 0 | 5 | -5 | vcb | 0 | 0 | 0 | 1746599861 | 0 | 0 | 0 | 0 | 1 | 0 | 0 | 0 | 0 | 0 | 0 | 0 | 1 | 1 | 0 | -1 | 0 | 0 | 0 | 0 | 0 | 0 | -1 | 0 | 3 | 0 | Bus114 | 0 | 0 | 3 | 4907044 | Network Model.IntPrjfolder\Network Data.IntPrjfolder\Areas.IntArea\TAMBAK.ElmArea | 4905050 | 4294967294 | 0 | 0 | 0 | 12 | 1 | 6 | 12 | 0.4 | 0 | 0
Bus117 | Network Model.IntPrjfolder\Network Data.IntPrjfolder\Main Grid.ElmNet\Bus117.ElmTerm | 0 | Network Model.IntPrjfolder\Network Data.IntPrjfolder\Main Grid.ElmNet | 20 | 0 | 0 | 0 | 11.547 | 1 | 1.05 | 0 | 0 | Network Model.IntPrjfolder\Network Data.IntPrjfolder\Areas.IntArea\TAMBAK.ElmArea | 0 | 0 | 0 | 1746370606 | 0 | 0 | 0 | 0 | 0 | 0 | 0 | 0 | 1 | 0 | 0 | 0 | 0 | 0 | 0 | 0 | 0 | Bus117 | ["Vertical in metal enclosure"] | -2 | 0 | 0 | 0 | 0 | 0 | 1 | 0 | 0 | 0 | 0 | 3 | 1970-01-01T00:00:00Z | 0 | 0 | Network Model.IntPrjfolder\Network Data.IntPrjfolder\Main Grid.ElmNet | Network Model.IntPrjfolder\Network Data.IntPrjfolder\Main Grid.ElmNet | 0 | Bus117 | 0 | 0 | 0 | MAN | 0 | 0 | 0 | 0 | 0 | 0 | 5 | -5 | vcb | 0 | 0 | 0 | 1746599861 | 0 | 0 | 0 | 0 | 1 | 0 | 0 | 0 | 0 | 0 | 0 | 0 | 1 | 1 | 0 | -1 | 0 | 0 | 0 | 0 | 0 | 0 | -1 | 0 | 3 | 0 | Bus117 | 0 | 0 | 3 | 4907059 | Network Model.IntPrjfolder\Network Data.IntPrjfolder\Areas.IntArea\TAMBAK.ElmArea | 4905050 | 4294967294 | 0 | 0 | 0 | 12 | 1 | 6 | 12 | 20 | 0 | 0
Bus119 | Network Model.IntPrjfolder\Network Data.IntPrjfolder\Main Grid.ElmNet\Bus119.ElmTerm | 0 | Network Model.IntPrjfolder\Network Data.IntPrjfolder\Main Grid.ElmNet | 20 | 1 | 0 | 0 | 11.547 | 1 | 1.05 | 0 | 0 | Network Model.IntPrjfolder\Network Data.IntPrjfolder\Areas.IntArea\TAMBAK.ElmArea | 0 | 0 | 0 | 1746370659 | 0 | 0 | 0 | 0 | 0 | 0 | 0 | 0 | 1 | 0 | 0 | 0 | 0 | 0 | 0 | 0 | 0 | Bus119 | ["Vertical in metal enclosure"] | -2 | 0 | 0 | 0 | 0 | 0 | 1 | 0 | 0 | 0 | 0 | 3 | 1970-01-01T00:00:00Z | 0 | 0 | Network Model.IntPrjfolder\Network Data.IntPrjfolder\Main Grid.ElmNet | Network Model.IntPrjfolder\Network Data.IntPrjfolder\Main Grid.ElmNet | 0 | Bus119 | 0 | 0 | 0 | MAN | 0 | 0 | 0 | 0 | 0 | 0 | 5 | -5 | vcb | 0 | 0 | 0 | 1746599861 | 0 | 0 | 0 | 0 | 1 | 0 | 0 | 0 | 0 | 0 | 0 | 0 | 1 | 1 | 0 | -1 | 0 | 0 | 0 | 0 | 0 | 0 | -1 | 0 | 3 | 0 | Bus119 | 0 | 0 | 3 | 4907070 | Network Model.IntPrjfolder\Network Data.IntPrjfolder\Areas.IntArea\TAMBAK.ElmArea | 4905050 | 4294967294 | 0 | 0 | 0 | 12 | 1 | 6 | 12 | 20 | 0 | 0
Bus118 | Network Model.IntPrjfolder\Network Data.IntPrjfolder\Main Grid.ElmNet\Bus118.ElmTerm | 0 | Network Model.IntPrjfolder\Network Data.IntPrjfolder\Main Grid.ElmNet | 0.4 | 1 | 0 | 0 | 0.23094 | 1 | 1.05 | 0 | 0 | Network Model.IntPrjfolder\Network Data.IntPrjfolder\Areas.IntArea\TAMBAK.ElmArea | 0 | 0 | 0 | 1746370704 | 0 | 0 | 0 | 0 | 0 | 0 | 0 | 0 | 1 | 0 | 0 | 0 | 0 | 0 | 0 | 0 | 0 | Bus118 | ["Vertical in metal enclosure"] | -2 | 0 | 0 | 0 | 0 | 0 | 1 | 0 | 0 | 0 | 0 | 3 | 1970-01-01T00:00:00Z | 0 | 0 | Network Model.IntPrjfolder\Network Data.IntPrjfolder\Main Grid.ElmNet | Network Model.IntPrjfolder\Network Data.IntPrjfolder\Main Grid.ElmNet | 0 | Bus118 | 0 | 0 | 0 | MAN | 0 | 0 | 0 | 0 | 0 | 0 | 5 | -5 | vcb | 0 | 0 | 0 | 1746599861 | 0 | 0 | 0 | 0 | 1 | 0 | 0 | 0 | 0 | 0 | 0 | 0 | 1 | 1 | 0 | -1 | 0 | 0 | 0 | 0 | 0 | 0 | -1 | 0 | 3 | 0 | Bus118 | 0 | 0 | 3 | 4907080 | Network Model.IntPrjfolder\Network Data.IntPrjfolder\Areas.IntArea\TAMBAK.ElmArea | 4905050 | 4294967294 | 0 | 0 | 0 | 12 | 1 | 6 | 12 | 0.4 | 0 | 0
Bus290 | Network Model.IntPrjfolder\Network Data.IntPrjfolder\Main Grid.ElmNet\Bus290.ElmTerm | 0 | Network Model.IntPrjfolder\Network Data.IntPrjfolder\Main Grid.ElmNet | 20 | 1 | 0 | 0 | 11.547 | 1 | 1.05 | 0 | 0 | Network Model.IntPrjfolder\Network Data.IntPrjfolder\Areas.IntArea\TAMBAK.ElmArea | 0 | 0 | 0 | 1746370783 | 0 | 0 | 0 | 0 | 0 | 0 | 0 | 0 | 1 | 0 | 0 | 0 | 0 | 0 | 0 | 0 | 0 | Bus290 | ["Vertical in metal enclosure"] | -2 | 0 | 0 | 0 | 0 | 0 | 1 | 0 | 0 | 0 | 0 | 3 | 1970-01-01T00:00:00Z | 0 | 0 | Network Model.IntPrjfolder\Network Data.IntPrjfolder\Main Grid.ElmNet | Network Model.IntPrjfolder\Network Data.IntPrjfolder\Main Grid.ElmNet | 0 | Bus290 | 0 | 0 | 0 | MAN | 0 | 0 | 0 | 0 | 0 | 0 | 5 | -5 | vcb | 0 | 0 | 0 | 1746599861 | 0 | 0 | 0 | 0 | 1 | 0 | 0 | 0 | 0 | 0 | 0 | 0 | 1 | 1 | 0 | -1 | 0 | 0 | 0 | 0 | 0 | 0 | -1 | 0 | 3 | 0 | Bus290 | 0 | 0 | 3 | 4907094 | Network Model.IntPrjfolder\Network Data.IntPrjfolder\Areas.IntArea\TAMBAK.ElmArea | 4905050 | 4294967294 | 0 | 0 | 0 | 12 | 1 | 6 | 12 | 20 | 0 | 0
Bus116 | Network Model.IntPrjfolder\Network Data.IntPrjfolder\Main Grid.ElmNet\Bus116.ElmTerm | 0 | Network Model.IntPrjfolder\Network Data.IntPrjfolder\Main Grid.ElmNet | 0.4 | 1 | 0 | 0 | 0.23094 | 1 | 1.05 | 0 | 0 | Network Model.IntPrjfolder\Network Data.IntPrjfolder\Areas.IntArea\TAMBAK.ElmArea | 0 | 0 | 0 | 1746370816 | 0 | 0 | 0 | 0 | 0 | 0 | 0 | 0 | 1 | 0 | 0 | 0 | 0 | 0 | 0 | 0 | 0 | Bus116 | ["Vertical in metal enclosure"] | -2 | 0 | 0 | 0 | 0 | 0 | 1 | 0 | 0 | 0 | 0 | 3 | 1970-01-01T00:00:00Z | 0 | 0 | Network Model.IntPrjfolder\Network Data.IntPrjfolder\Main Grid.ElmNet | Network Model.IntPrjfolder\Network Data.IntPrjfolder\Main Grid.ElmNet | 0 | Bus116 | 0 | 0 | 0 | MAN | 0 | 0 | 0 | 0 | 0 | 0 | 5 | -5 | vcb | 0 | 0 | 0 | 1746599861 | 0 | 0 | 0 | 0 | 1 | 0 | 0 | 0 | 0 | 0 | 0 | 0 | 1 | 1 | 0 | -1 | 0 | 0 | 0 | 0 | 0 | 0 | -1 | 0 | 3 | 0 | Bus116 | 0 | 0 | 3 | 4907104 | Network Model.IntPrjfolder\Network Data.IntPrjfolder\Areas.IntArea\TAMBAK.ElmArea | 4905050 | 4294967294 | 0 | 0 | 0 | 12 | 1 | 6 | 12 | 0.4 | 0 | 0
Bus121 | Network Model.IntPrjfolder\Network Data.IntPrjfolder\Main Grid.ElmNet\Bus121.ElmTerm | 0 | Network Model.IntPrjfolder\Network Data.IntPrjfolder\Main Grid.ElmNet | 20 | 0 | 0 | 0 | 11.547 | 1 | 1.05 | 0 | 0 | Network Model.IntPrjfolder\Network Data.IntPrjfolder\Areas.IntArea\TAMBAK.ElmArea | 0 | 0 | 0 | 1746370865 | 0 | 0 | 0 | 0 | 0 | 0 | 0 | 0 | 1 | 0 | 0 | 0 | 0 | 0 | 0 | 0 | 0 | Bus121 | ["Vertical in metal enclosure"] | -2 | 0 | 0 | 0 | 0 | 0 | 1 | 0 | 0 | 0 | 0 | 3 | 1970-01-01T00:00:00Z | 0 | 0 | Network Model.IntPrjfolder\Network Data.IntPrjfolder\Main Grid.ElmNet | Network Model.IntPrjfolder\Network Data.IntPrjfolder\Main Grid.ElmNet | 0 | Bus121 | 0 | 0 | 0 | MAN | 0 | 0 | 0 | 0 | 0 | 0 | 5 | -5 | vcb | 0 | 0 | 0 | 1746599861 | 0 | 0 | 0 | 0 | 1 | 0 | 0 | 0 | 0 | 0 | 0 | 0 | 1 | 1 | 0 | -1 | 0 | 0 | 0 | 0 | 0 | 0 | -1 | 0 | 3 | 0 | Bus121 | 0 | 0 | 3 | 4907118 | Network Model.IntPrjfolder\Network Data.IntPrjfolder\Areas.IntArea\TAMBAK.ElmArea | 4905050 | 4294967294 | 0 | 0 | 0 | 12 | 1 | 6 | 12 | 20 | 0 | 0
Bus291 | Network Model.IntPrjfolder\Network Data.IntPrjfolder\Main Grid.ElmNet\Bus291.ElmTerm | 0 | Network Model.IntPrjfolder\Network Data.IntPrjfolder\Main Grid.ElmNet | 0.4 | 1 | 0 | 0 | 0.23094 | 1 | 1.05 | 0 | 0 | Network Model.IntPrjfolder\Network Data.IntPrjfolder\Areas.IntArea\TAMBAK.ElmArea | 0 | 0 | 0 | 1746370902 | 0 | 0 | 0 | 0 | 0 | 0 | 0 | 0 | 1 | 0 | 0 | 0 | 0 | 0 | 0 | 0 | 0 | Bus291 | ["Vertical in metal enclosure"] | -2 | 0 | 0 | 0 | 0 | 0 | 1 | 0 | 0 | 0 | 0 | 3 | 1970-01-01T00:00:00Z | 0 | 0 | Network Model.IntPrjfolder\Network Data.IntPrjfolder\Main Grid.ElmNet | Network Model.IntPrjfolder\Network Data.IntPrjfolder\Main Grid.ElmNet | 0 | Bus291 | 0 | 0 | 0 | MAN | 0 | 0 | 0 | 0 | 0 | 0 | 5 | -5 | vcb | 0 | 0 | 0 | 1746599861 | 0 | 0 | 0 | 0 | 1 | 0 | 0 | 0 | 0 | 0 | 0 | 0 | 1 | 1 | 0 | -1 | 0 | 0 | 0 | 0 | 0 | 0 | -1 | 0 | 3 | 0 | Bus291 | 0 | 0 | 3 | 4907129 | Network Model.IntPrjfolder\Network Data.IntPrjfolder\Areas.IntArea\TAMBAK.ElmArea | 4905050 | 4294967294 | 0 | 0 | 0 | 12 | 1 | 6 | 12 | 0.4 | 0 | 0
Bus122 | Network Model.IntPrjfolder\Network Data.IntPrjfolder\Main Grid.ElmNet\Bus122.ElmTerm | 0 | Network Model.IntPrjfolder\Network Data.IntPrjfolder\Main Grid.ElmNet | 20 | 0 | 0 | 0 | 11.547 | 1 | 1.05 | 0 | 0 | Network Model.IntPrjfolder\Network Data.IntPrjfolder\Areas.IntArea\TAMBAK.ElmArea | 0 | 0 | 0 | 1746370933 | 0 | 0 | 0 | 0 | 0 | 0 | 0 | 0 | 1 | 0 | 0 | 0 | 0 | 0 | 0 | 0 | 0 | Bus122 | ["Vertical in metal enclosure"] | -2 | 0 | 0 | 0 | 0 | 0 | 1 | 0 | 0 | 0 | 0 | 3 | 1970-01-01T00:00:00Z | 0 | 0 | Network Model.IntPrjfolder\Network Data.IntPrjfolder\Main Grid.ElmNet | Network Model.IntPrjfolder\Network Data.IntPrjfolder\Main Grid.ElmNet | 0 | Bus122 | 0 | 0 | 0 | MAN | 0 | 0 | 0 | 0 | 0 | 0 | 5 | -5 | vcb | 0 | 0 | 0 | 1746599861 | 0 | 0 | 0 | 0 | 1 | 0 | 0 | 0 | 0 | 0 | 0 | 0 | 1 | 1 | 0 | -1 | 0 | 0 | 0 | 0 | 0 | 0 | -1 | 0 | 3 | 0 | Bus122 | 0 | 0 | 3 | 4907144 | Network Model.IntPrjfolder\Network Data.IntPrjfolder\Areas.IntArea\TAMBAK.ElmArea | 4905050 | 4294967294 | 0 | 0 | 0 | 12 | 1 | 6 | 12 | 20 | 0 | 0
Bus120 | Network Model.IntPrjfolder\Network Data.IntPrjfolder\Main Grid.ElmNet\Bus120.ElmTerm | 0 | Network Model.IntPrjfolder\Network Data.IntPrjfolder\Main Grid.ElmNet | 0.4 | 1 | 0 | 0 | 0.23094 | 1 | 1.05 | 0 | 0 | Network Model.IntPrjfolder\Network Data.IntPrjfolder\Areas.IntArea\TAMBAK.ElmArea | 0 | 0 | 0 | 1746370972 | 0 | 0 | 0 | 0 | 0 | 0 | 0 | 0 | 1 | 0 | 0 | 0 | 0 | 0 | 0 | 0 | 0 | Bus120 | ["Vertical in metal enclosure"] | -2 | 0 | 0 | 0 | 0 | 0 | 1 | 0 | 0 | 0 | 0 | 3 | 1970-01-01T00:00:00Z | 0 | 0 | Network Model.IntPrjfolder\Network Data.IntPrjfolder\Main Grid.ElmNet | Network Model.IntPrjfolder\Network Data.IntPrjfolder\Main Grid.ElmNet | 0 | Bus120 | 0 | 0 | 0 | MAN | 0 | 0 | 0 | 0 | 0 | 0 | 5 | -5 | vcb | 0 | 0 | 0 | 1746599861 | 0 | 0 | 0 | 0 | 1 | 0 | 0 | 0 | 0 | 0 | 0 | 0 | 1 | 1 | 0 | -1 | 0 | 0 | 0 | 0 | 0 | 0 | -1 | 0 | 3 | 0 | Bus120 | 0 | 0 | 3 | 4907155 | Network Model.IntPrjfolder\Network Data.IntPrjfolder\Areas.IntArea\TAMBAK.ElmArea | 4905050 | 4294967294 | 0 | 0 | 0 | 12 | 1 | 6 | 12 | 0.4 | 0 | 0
Bus294 | Network Model.IntPrjfolder\Network Data.IntPrjfolder\Main Grid.ElmNet\Bus294.ElmTerm | 0 | Network Model.IntPrjfolder\Network Data.IntPrjfolder\Main Grid.ElmNet | 20 | 0 | 0 | 0 | 11.547 | 1 | 1.05 | 0 | 0 | Network Model.IntPrjfolder\Network Data.IntPrjfolder\Areas.IntArea\TAMBAK.ElmArea | 0 | 0 | 0 | 1746371004 | 0 | 0 | 0 | 0 | 0 | 0 | 0 | 0 | 1 | 0 | 0 | 0 | 0 | 0 | 0 | 0 | 0 | Bus294 | ["Vertical in metal enclosure"] | -2 | 0 | 0 | 0 | 0 | 0 | 1 | 0 | 0 | 0 | 0 | 3 | 1970-01-01T00:00:00Z | 0 | 0 | Network Model.IntPrjfolder\Network Data.IntPrjfolder\Main Grid.ElmNet | Network Model.IntPrjfolder\Network Data.IntPrjfolder\Main Grid.ElmNet | 0 | Bus294 | 0 | 0 | 0 | MAN | 0 | 0 | 0 | 0 | 0 | 0 | 5 | -5 | vcb | 0 | 0 | 0 | 1746599861 | 0 | 0 | 0 | 0 | 1 | 0 | 0 | 0 | 0 | 0 | 0 | 0 | 1 | 1 | 0 | -1 | 0 | 0 | 0 | 0 | 0 | 0 | -1 | 0 | 3 | 0 | Bus294 | 0 | 0 | 3 | 4907170 | Network Model.IntPrjfolder\Network Data.IntPrjfolder\Areas.IntArea\TAMBAK.ElmArea | 4905050 | 4294967294 | 0 | 0 | 0 | 12 | 1 | 6 | 12 | 20 | 0 | 0
Bus298 | Network Model.IntPrjfolder\Network Data.IntPrjfolder\Main Grid.ElmNet\Bus298.ElmTerm | 0 | Network Model.IntPrjfolder\Network Data.IntPrjfolder\Main Grid.ElmNet | 20 | 0 | 0 | 0 | 11.547 | 1 | 1.05 | 0 | 0 | Network Model.IntPrjfolder\Network Data.IntPrjfolder\Areas.IntArea\TAMBAK.ElmArea | 0 | 0 | 0 | 1746371004 | 0 | 0 | 0 | 0 | 0 | 0 | 0 | 0 | 1 | 0 | 0 | 0 | 0 | 0 | 0 | 0 | 0 | Bus298 | ["Vertical in metal enclosure"] | -2 | 0 | 0 | 0 | 0 | 0 | 1 | 0 | 0 | 0 | 0 | 3 | 1970-01-01T00:00:00Z | 0 | 0 | Network Model.IntPrjfolder\Network Data.IntPrjfolder\Main Grid.ElmNet | Network Model.IntPrjfolder\Network Data.IntPrjfolder\Main Grid.ElmNet | 0 | Bus298 | 0 | 0 | 0 | MAN | 0 | 0 | 0 | 0 | 0 | 0 | 5 | -5 | vcb | 0 | 0 | 0 | 1746599861 | 0 | 0 | 0 | 0 | 1 | 0 | 0 | 0 | 0 | 0 | 0 | 0 | 1 | 1 | 0 | -1 | 0 | 0 | 0 | 0 | 0 | 0 | -1 | 0 | 3 | 0 | Bus298 | 0 | 0 | 3 | 4907172 | Network Model.IntPrjfolder\Network Data.IntPrjfolder\Areas.IntArea\TAMBAK.ElmArea | 4905050 | 4294967294 | 0 | 0 | 0 | 12 | 1 | 6 | 12 | 20 | 0 | 0
Bus293 | Network Model.IntPrjfolder\Network Data.IntPrjfolder\Main Grid.ElmNet\Bus293.ElmTerm | 0 | Network Model.IntPrjfolder\Network Data.IntPrjfolder\Main Grid.ElmNet | 0.4 | 1 | 0 | 0 | 0.23094 | 1 | 1.05 | 0 | 0 | Network Model.IntPrjfolder\Network Data.IntPrjfolder\Areas.IntArea\TAMBAK.ElmArea | 0 | 0 | 0 | 1746371063 | 0 | 0 | 0 | 0 | 0 | 0 | 0 | 0 | 1 | 0 | 0 | 0 | 0 | 0 | 0 | 0 | 0 | Bus293 | ["Vertical in metal enclosure"] | -2 | 0 | 0 | 0 | 0 | 0 | 1 | 0 | 0 | 0 | 0 | 3 | 1970-01-01T00:00:00Z | 0 | 0 | Network Model.IntPrjfolder\Network Data.IntPrjfolder\Main Grid.ElmNet | Network Model.IntPrjfolder\Network Data.IntPrjfolder\Main Grid.ElmNet | 0 | Bus293 | 0 | 0 | 0 | MAN | 0 | 0 | 0 | 0 | 0 | 0 | 5 | -5 | vcb | 0 | 0 | 0 | 1746599861 | 0 | 0 | 0 | 0 | 1 | 0 | 0 | 0 | 0 | 0 | 0 | 0 | 1 | 1 | 0 | -1 | 0 | 0 | 0 | 0 | 0 | 0 | -1 | 0 | 3 | 0 | Bus293 | 0 | 0 | 3 | 4907192 | Network Model.IntPrjfolder\Network Data.IntPrjfolder\Areas.IntArea\TAMBAK.ElmArea | 4905050 | 4294967294 | 0 | 0 | 0 | 12 | 1 | 6 | 12 | 0.4 | 0 | 0
Bus297 | Network Model.IntPrjfolder\Network Data.IntPrjfolder\Main Grid.ElmNet\Bus297.ElmTerm | 0 | Network Model.IntPrjfolder\Network Data.IntPrjfolder\Main Grid.ElmNet | 0.4 | 1 | 0 | 0 | 0.23094 | 1 | 1.05 | 0 | 0 | Network Model.IntPrjfolder\Network Data.IntPrjfolder\Areas.IntArea\TAMBAK.ElmArea | 0 | 0 | 0 | 1746371063 | 0 | 0 | 0 | 0 | 0 | 0 | 0 | 0 | 1 | 0 | 0 | 0 | 0 | 0 | 0 | 0 | 0 | Bus297 | ["Vertical in metal enclosure"] | -2 | 0 | 0 | 0 | 0 | 0 | 1 | 0 | 0 | 0 | 0 | 3 | 1970-01-01T00:00:00Z | 0 | 0 | Network Model.IntPrjfolder\Network Data.IntPrjfolder\Main Grid.ElmNet | Network Model.IntPrjfolder\Network Data.IntPrjfolder\Main Grid.ElmNet | 0 | Bus297 | 0 | 0 | 0 | MAN | 0 | 0 | 0 | 0 | 0 | 0 | 5 | -5 | vcb | 0 | 0 | 0 | 1746599861 | 0 | 0 | 0 | 0 | 1 | 0 | 0 | 0 | 0 | 0 | 0 | 0 | 1 | 1 | 0 | -1 | 0 | 0 | 0 | 0 | 0 | 0 | -1 | 0 | 3 | 0 | Bus297 | 0 | 0 | 3 | 4907194 | Network Model.IntPrjfolder\Network Data.IntPrjfolder\Areas.IntArea\TAMBAK.ElmArea | 4905050 | 4294967294 | 0 | 0 | 0 | 12 | 1 | 6 | 12 | 0.4 | 0 | 0
Bus299 | Network Model.IntPrjfolder\Network Data.IntPrjfolder\Main Grid.ElmNet\Bus299.ElmTerm | 0 | Network Model.IntPrjfolder\Network Data.IntPrjfolder\Main Grid.ElmNet | 20 | 1 | 0 | 0 | 11.547 | 1 | 1.05 | 0 | 0 | Network Model.IntPrjfolder\Network Data.IntPrjfolder\Areas.IntArea\TAMBAK.ElmArea | 0 | 0 | 0 | 1746371133 | 0 | 0 | 0 | 0 | 0 | 0 | 0 | 0 | 1 | 0 | 0 | 0 | 0 | 0 | 0 | 0 | 0 | Bus299 | ["Vertical in metal enclosure"] | -2 | 0 | 0 | 0 | 0 | 0 | 1 | 0 | 0 | 0 | 0 | 3 | 1970-01-01T00:00:00Z | 0 | 0 | Network Model.IntPrjfolder\Network Data.IntPrjfolder\Main Grid.ElmNet | Network Model.IntPrjfolder\Network Data.IntPrjfolder\Main Grid.ElmNet | 0 | Bus299 | 0 | 0 | 0 | MAN | 0 | 0 | 0 | 0 | 0 | 0 | 5 | -5 | vcb | 0 | 0 | 0 | 1746599861 | 0 | 0 | 0 | 0 | 1 | 0 | 0 | 0 | 0 | 0 | 0 | 0 | 1 | 1 | 0 | -1 | 0 | 0 | 0 | 0 | 0 | 0 | -1 | 0 | 3 | 0 | Bus299 | 0 | 0 | 3 | 4907222 | Network Model.IntPrjfolder\Network Data.IntPrjfolder\Areas.IntArea\TAMBAK.ElmArea | 4905050 | 4294967294 | 0 | 0 | 0 | 12 | 1 | 6 | 12 | 20 | 0 | 0
Bus124 | Network Model.IntPrjfolder\Network Data.IntPrjfolder\Main Grid.ElmNet\Bus124.ElmTerm | 0 | Network Model.IntPrjfolder\Network Data.IntPrjfolder\Main Grid.ElmNet | 20 | 0 | 0 | 0 | 11.547 | 1 | 1.05 | 0 | 0 | Network Model.IntPrjfolder\Network Data.IntPrjfolder\Areas.IntArea\TAMBAK.ElmArea | 0 | 0 | 0 | 1746371198 | 0 | 0 | 0 | 0 | 0 | 0 | 0 | 0 | 1 | 0 | 0 | 0 | 0 | 0 | 0 | 0 | 0 | Bus124 | ["Vertical in metal enclosure"] | -2 | 0 | 0 | 0 | 0 | 0 | 1 | 0 | 0 | 0 | 0 | 3 | 1970-01-01T00:00:00Z | 0 | 0 | Network Model.IntPrjfolder\Network Data.IntPrjfolder\Main Grid.ElmNet | Network Model.IntPrjfolder\Network Data.IntPrjfolder\Main Grid.ElmNet | 0 | Bus124 | 0 | 0 | 0 | MAN | 0 | 0 | 0 | 0 | 0 | 0 | 5 | -5 | vcb | 0 | 0 | 0 | 1746599861 | 0 | 0 | 0 | 0 | 1 | 0 | 0 | 0 | 0 | 0 | 0 | 0 | 1 | 1 | 0 | -1 | 0 | 0 | 0 | 0 | 0 | 0 | -1 | 0 | 3 | 0 | Bus124 | 0 | 0 | 3 | 4907241 | Network Model.IntPrjfolder\Network Data.IntPrjfolder\Areas.IntArea\TAMBAK.ElmArea | 4905050 | 4294967294 | 0 | 0 | 0 | 12 | 1 | 6 | 12 | 20 | 0 | 0
Bus123 | Network Model.IntPrjfolder\Network Data.IntPrjfolder\Main Grid.ElmNet\Bus123.ElmTerm | 0 | Network Model.IntPrjfolder\Network Data.IntPrjfolder\Main Grid.ElmNet | 0.4 | 0 | 0 | 0 | 0.23094 | 1 | 1.05 | 0 | 0 | Network Model.IntPrjfolder\Network Data.IntPrjfolder\Areas.IntArea\TAMBAK.ElmArea | 0 | 0 | 0 | 1746371249 | 0 | 0 | 0 | 0 | 0 | 0 | 0 | 0 | 1 | 0 | 0 | 0 | 0 | 0 | 0 | 0 | 0 | Bus123 | ["Vertical in metal enclosure"] | -2 | 0 | 0 | 0 | 0 | 0 | 1 | 0 | 0 | 0 | 0 | 3 | 1970-01-01T00:00:00Z | 0 | 0 | Network Model.IntPrjfolder\Network Data.IntPrjfolder\Main Grid.ElmNet | Network Model.IntPrjfolder\Network Data.IntPrjfolder\Main Grid.ElmNet | 0 | Bus123 | 0 | 0 | 0 | MAN | 0 | 0 | 0 | 0 | 0 | 0 | 5 | -5 | vcb | 0 | 0 | 0 | 1746599861 | 0 | 0 | 0 | 0 | 1 | 0 | 0 | 0 | 0 | 0 | 0 | 0 | 1 | 1 | 0 | -1 | 0 | 0 | 0 | 0 | 0 | 0 | -1 | 0 | 3 | 0 | Bus123 | 0 | 0 | 3 | 4907251 | Network Model.IntPrjfolder\Network Data.IntPrjfolder\Areas.IntArea\TAMBAK.ElmArea | 4905050 | 4294967294 | 0 | 0 | 0 | 12 | 1 | 6 | 12 | 0.4 | 0 | 0
Terminal(24) | Network Model.IntPrjfolder\Network Data.IntPrjfolder\Main Grid.ElmNet\Terminal(24).ElmTerm | 0 | Network Model.IntPrjfolder\Network Data.IntPrjfolder\Main Grid.ElmNet | 20 | 1 | 0 | 0 | 11.547 | 1 | 1.05 | 0 | 0 | Network Model.IntPrjfolder\Network Data.IntPrjfolder\Areas.IntArea\TAMBAK.ElmArea | 0 | 0 | 0 | 1746371281 | 0 | 0 | 0 | 0 | 0 | 0 | 0 | 0 | 1 | 0 | 0 | 0 | 0 | 0 | 0 | 0 | 0 | Terminal(24) | ["Vertical in metal enclosure"] | -2 | 0 | 0 | 0 | 0 | 0 | 1 | 0 | 0 | 0 | 0 | 3 | 1970-01-01T00:00:00Z | 0 | 0 | Network Model.IntPrjfolder\Network Data.IntPrjfolder\Main Grid.ElmNet | Network Model.IntPrjfolder\Network Data.IntPrjfolder\Main Grid.ElmNet | 0 | Terminal(24) | 0 | 0 | 0 | MAN | 0 | 0 | 0 | 0 | 0 | 0 | 5 | -5 | vcb | 0 | 0 | 0 | 1746599861 | 0 | 0 | 0 | 0 | 1 | 0 | 0 | 0 | 0 | 0 | 0 | 0 | 1 | 1 | 0 | -1 | 0 | 0 | 0 | 0 | 0 | 0 | -1 | 0 | 3 | 0 | Terminal(24) | 0 | 0 | 3 | 4907268 | Network Model.IntPrjfolder\Network Data.IntPrjfolder\Areas.IntArea\TAMBAK.ElmArea | 4905050 | 4294967294 | 0 | 0 | 0 | 12 | 1 | 6 | 12 | 20 | 0 | 0
Bus300 | Network Model.IntPrjfolder\Network Data.IntPrjfolder\Main Grid.ElmNet\Bus300.ElmTerm | 0 | Network Model.IntPrjfolder\Network Data.IntPrjfolder\Main Grid.ElmNet | 20 | 1 | 0 | 0 | 11.547 | 1 | 1.05 | 0 | 0 | Network Model.IntPrjfolder\Network Data.IntPrjfolder\Areas.IntArea\TAMBAK.ElmArea | 0 | 0 | 0 | 1746371313 | 0 | 0 | 0 | 0 | 0 | 0 | 0 | 0 | 1 | 0 | 0 | 0 | 0 | 0 | 0 | 0 | 0 | Bus300 | ["Vertical in metal enclosure"] | -2 | 0 | 0 | 0 | 0 | 0 | 1 | 0 | 0 | 0 | 0 | 3 | 1970-01-01T00:00:00Z | 0 | 0 | Network Model.IntPrjfolder\Network Data.IntPrjfolder\Main Grid.ElmNet | Network Model.IntPrjfolder\Network Data.IntPrjfolder\Main Grid.ElmNet | 0 | Bus300 | 0 | 0 | 0 | MAN | 0 | 0 | 0 | 0 | 0 | 0 | 5 | -5 | vcb | 0 | 0 | 0 | 1746599861 | 0 | 0 | 0 | 0 | 1 | 0 | 0 | 0 | 0 | 0 | 0 | 0 | 1 | 1 | 0 | -1 | 0 | 0 | 0 | 0 | 0 | 0 | -1 | 0 | 3 | 0 | Bus300 | 0 | 0 | 3 | 4907278 | Network Model.IntPrjfolder\Network Data.IntPrjfolder\Areas.IntArea\TAMBAK.ElmArea | 4905050 | 4294967294 | 0 | 0 | 0 | 12 | 1 | 6 | 12 | 20 | 0 | 0
Bus126 | Network Model.IntPrjfolder\Network Data.IntPrjfolder\Main Grid.ElmNet\Bus126.ElmTerm | 0 | Network Model.IntPrjfolder\Network Data.IntPrjfolder\Main Grid.ElmNet | 20 | 0 | 0 | 0 | 11.547 | 1 | 1.05 | 0 | 0 | Network Model.IntPrjfolder\Network Data.IntPrjfolder\Areas.IntArea\TAMBAK.ElmArea | 0 | 0 | 0 | 1746371338 | 0 | 0 | 0 | 0 | 0 | 0 | 0 | 0 | 1 | 0 | 0 | 0 | 0 | 0 | 0 | 0 | 0 | Bus126 | ["Vertical in metal enclosure"] | -2 | 0 | 0 | 0 | 0 | 0 | 1 | 0 | 0 | 0 | 0 | 3 | 1970-01-01T00:00:00Z | 0 | 0 | Network Model.IntPrjfolder\Network Data.IntPrjfolder\Main Grid.ElmNet | Network Model.IntPrjfolder\Network Data.IntPrjfolder\Main Grid.ElmNet | 0 | Bus126 | 0 | 0 | 0 | MAN | 0 | 0 | 0 | 0 | 0 | 0 | 5 | -5 | vcb | 0 | 0 | 0 | 1746599861 | 0 | 0 | 0 | 0 | 1 | 0 | 0 | 0 | 0 | 0 | 0 | 0 | 1 | 1 | 0 | -1 | 0 | 0 | 0 | 0 | 0 | 0 | -1 | 0 | 3 | 0 | Bus126 | 0 | 0 | 3 | 4907287 | Network Model.IntPrjfolder\Network Data.IntPrjfolder\Areas.IntArea\TAMBAK.ElmArea | 4905050 | 4294967294 | 0 | 0 | 0 | 12 | 1 | 6 | 12 | 20 | 0 | 0
Bus125 | Network Model.IntPrjfolder\Network Data.IntPrjfolder\Main Grid.ElmNet\Bus125.ElmTerm | 0 | Network Model.IntPrjfolder\Network Data.IntPrjfolder\Main Grid.ElmNet | 0.4 | 0 | 0 | 0 | 0.23094 | 1 | 1.05 | 0 | 0 | Network Model.IntPrjfolder\Network Data.IntPrjfolder\Areas.IntArea\TAMBAK.ElmArea | 0 | 0 | 0 | 1746371377 | 0 | 0 | 0 | 0 | 0 | 0 | 0 | 0 | 1 | 0 | 0 | 0 | 0 | 0 | 0 | 0 | 0 | Bus125 | ["Vertical in metal enclosure"] | -2 | 0 | 0 | 0 | 0 | 0 | 1 | 0 | 0 | 0 | 0 | 3 | 1970-01-01T00:00:00Z | 0 | 0 | Network Model.IntPrjfolder\Network Data.IntPrjfolder\Main Grid.ElmNet | Network Model.IntPrjfolder\Network Data.IntPrjfolder\Main Grid.ElmNet | 0 | Bus125 | 0 | 0 | 0 | MAN | 0 | 0 | 0 | 0 | 0 | 0 | 5 | -5 | vcb | 0 | 0 | 0 | 1746599861 | 0 | 0 | 0 | 0 | 1 | 0 | 0 | 0 | 0 | 0 | 0 | 0 | 1 | 1 | 0 | -1 | 0 | 0 | 0 | 0 | 0 | 0 | -1 | 0 | 3 | 0 | Bus125 | 0 | 0 | 3 | 4907297 | Network Model.IntPrjfolder\Network Data.IntPrjfolder\Areas.IntArea\TAMBAK.ElmArea | 4905050 | 4294967294 | 0 | 0 | 0 | 12 | 1 | 6 | 12 | 0.4 | 0 | 0
Bus128 | Network Model.IntPrjfolder\Network Data.IntPrjfolder\Main Grid.ElmNet\Bus128.ElmTerm | 0 | Network Model.IntPrjfolder\Network Data.IntPrjfolder\Main Grid.ElmNet | 20 | 0 | 0 | 0 | 11.547 | 1 | 1.05 | 0 | 0 | Network Model.IntPrjfolder\Network Data.IntPrjfolder\Areas.IntArea\TAMBAK.ElmArea | 0 | 0 | 0 | 1746371405 | 0 | 0 | 0 | 0 | 0 | 0 | 0 | 0 | 1 | 0 | 0 | 0 | 0 | 0 | 0 | 0 | 0 | Bus128 | ["Vertical in metal enclosure"] | -2 | 0 | 0 | 0 | 0 | 0 | 1 | 0 | 0 | 0 | 0 | 3 | 1970-01-01T00:00:00Z | 0 | 0 | Network Model.IntPrjfolder\Network Data.IntPrjfolder\Main Grid.ElmNet | Network Model.IntPrjfolder\Network Data.IntPrjfolder\Main Grid.ElmNet | 0 | Bus128 | 0 | 0 | 0 | MAN | 0 | 0 | 0 | 0 | 0 | 0 | 5 | -5 | vcb | 0 | 0 | 0 | 1746599861 | 0 | 0 | 0 | 0 | 1 | 0 | 0 | 0 | 0 | 0 | 0 | 0 | 1 | 1 | 0 | -1 | 0 | 0 | 0 | 0 | 0 | 0 | -1 | 0 | 3 | 0 | Bus128 | 0 | 0 | 3 | 4907314 | Network Model.IntPrjfolder\Network Data.IntPrjfolder\Areas.IntArea\TAMBAK.ElmArea | 4905050 | 4294967294 | 0 | 0 | 0 | 12 | 1 | 6 | 12 | 20 | 0 | 0
Bus127 | Network Model.IntPrjfolder\Network Data.IntPrjfolder\Main Grid.ElmNet\Bus127.ElmTerm | 0 | Network Model.IntPrjfolder\Network Data.IntPrjfolder\Main Grid.ElmNet | 0.4 | 0 | 0 | 0 | 0.23094 | 1 | 1.05 | 0 | 0 | Network Model.IntPrjfolder\Network Data.IntPrjfolder\Areas.IntArea\TAMBAK.ElmArea | 0 | 0 | 0 | 1746371439 | 0 | 0 | 0 | 0 | 0 | 0 | 0 | 0 | 1 | 0 | 0 | 0 | 0 | 0 | 0 | 0 | 0 | Bus127 | ["Vertical in metal enclosure"] | -2 | 0 | 0 | 0 | 0 | 0 | 1 | 0 | 0 | 0 | 0 | 3 | 1970-01-01T00:00:00Z | 0 | 0 | Network Model.IntPrjfolder\Network Data.IntPrjfolder\Main Grid.ElmNet | Network Model.IntPrjfolder\Network Data.IntPrjfolder\Main Grid.ElmNet | 0 | Bus127 | 0 | 0 | 0 | MAN | 0 | 0 | 0 | 0 | 0 | 0 | 5 | -5 | vcb | 0 | 0 | 0 | 1746599861 | 0 | 0 | 0 | 0 | 1 | 0 | 0 | 0 | 0 | 0 | 0 | 0 | 1 | 1 | 0 | -1 | 0 | 0 | 0 | 0 | 0 | 0 | -1 | 0 | 3 | 0 | Bus127 | 0 | 0 | 3 | 4907325 | Network Model.IntPrjfolder\Network Data.IntPrjfolder\Areas.IntArea\TAMBAK.ElmArea | 4905050 | 4294967294 | 0 | 0 | 0 | 12 | 1 | 6 | 12 | 0.4 | 0 | 0
Bus130 | Network Model.IntPrjfolder\Network Data.IntPrjfolder\Main Grid.ElmNet\Bus130.ElmTerm | 0 | Network Model.IntPrjfolder\Network Data.IntPrjfolder\Main Grid.ElmNet | 20 | 0 | 0 | 0 | 11.547 | 1 | 1.05 | 0 | 0 | Network Model.IntPrjfolder\Network Data.IntPrjfolder\Areas.IntArea\TAMBAK.ElmArea | 0 | 0 | 0 | 1746371490 | 0 | 0 | 0 | 0 | 0 | 0 | 0 | 0 | 1 | 0 | 0 | 0 | 0 | 0 | 0 | 0 | 0 | Bus130 | ["Vertical in metal enclosure"] | -2 | 0 | 0 | 0 | 0 | 0 | 1 | 0 | 0 | 0 | 0 | 3 | 1970-01-01T00:00:00Z | 0 | 0 | Network Model.IntPrjfolder\Network Data.IntPrjfolder\Main Grid.ElmNet | Network Model.IntPrjfolder\Network Data.IntPrjfolder\Main Grid.ElmNet | 0 | Bus130 | 0 | 0 | 0 | MAN | 0 | 0 | 0 | 0 | 0 | 0 | 5 | -5 | vcb | 0 | 0 | 0 | 1746599861 | 0 | 0 | 0 | 0 | 1 | 0 | 0 | 0 | 0 | 0 | 0 | 0 | 1 | 1 | 0 | -1 | 0 | 0 | 0 | 0 | 0 | 0 | -1 | 0 | 3 | 0 | Bus130 | 0 | 0 | 3 | 4907343 | Network Model.IntPrjfolder\Network Data.IntPrjfolder\Areas.IntArea\TAMBAK.ElmArea | 4905050 | 4294967294 | 0 | 0 | 0 | 12 | 1 | 6 | 12 | 20 | 0 | 0
Bus129 | Network Model.IntPrjfolder\Network Data.IntPrjfolder\Main Grid.ElmNet\Bus129.ElmTerm | 0 | Network Model.IntPrjfolder\Network Data.IntPrjfolder\Main Grid.ElmNet | 0.4 | 0 | 0 | 0 | 0.23094 | 1 | 1.05 | 0 | 0 | Network Model.IntPrjfolder\Network Data.IntPrjfolder\Areas.IntArea\TAMBAK.ElmArea | 0 | 0 | 0 | 1746371531 | 0 | 0 | 0 | 0 | 0 | 0 | 0 | 0 | 1 | 0 | 0 | 0 | 0 | 0 | 0 | 0 | 0 | Bus129 | ["Vertical in metal enclosure"] | -2 | 0 | 0 | 0 | 0 | 0 | 1 | 0 | 0 | 0 | 0 | 3 | 1970-01-01T00:00:00Z | 0 | 0 | Network Model.IntPrjfolder\Network Data.IntPrjfolder\Main Grid.ElmNet | Network Model.IntPrjfolder\Network Data.IntPrjfolder\Main Grid.ElmNet | 0 | Bus129 | 0 | 0 | 0 | MAN | 0 | 0 | 0 | 0 | 0 | 0 | 5 | -5 | vcb | 0 | 0 | 0 | 1746599861 | 0 | 0 | 0 | 0 | 1 | 0 | 0 | 0 | 0 | 0 | 0 | 0 | 1 | 1 | 0 | -1 | 0 | 0 | 0 | 0 | 0 | 0 | -1 | 0 | 3 | 0 | Bus129 | 0 | 0 | 3 | 4907354 | Network Model.IntPrjfolder\Network Data.IntPrjfolder\Areas.IntArea\TAMBAK.ElmArea | 4905050 | 4294967294 | 0 | 0 | 0 | 12 | 1 | 6 | 12 | 0.4 | 0 | 0
Terminal(25) | Network Model.IntPrjfolder\Network Data.IntPrjfolder\Main Grid.ElmNet\Terminal(25).ElmTerm | 0 | Network Model.IntPrjfolder\Network Data.IntPrjfolder\Main Grid.ElmNet | 20 | 1 | 0 | 0 | 11.547 | 1 | 1.05 | 0 | 0 | Network Model.IntPrjfolder\Network Data.IntPrjfolder\Areas.IntArea\TAMBAK.ElmArea | 0 | 0 | 0 | 1746371561 | 0 | 0 | 0 | 0 | 0 | 0 | 0 | 0 | 1 | 0 | 0 | 0 | 0 | 0 | 0 | 0 | 0 | Terminal(25) | ["Vertical in metal enclosure"] | -2 | 0 | 0 | 0 | 0 | 0 | 1 | 0 | 0 | 0 | 0 | 3 | 1970-01-01T00:00:00Z | 0 | 0 | Network Model.IntPrjfolder\Network Data.IntPrjfolder\Main Grid.ElmNet | Network Model.IntPrjfolder\Network Data.IntPrjfolder\Main Grid.ElmNet | 0 | Terminal(25) | 0 | 0 | 0 | MAN | 0 | 0 | 0 | 0 | 0 | 0 | 5 | -5 | vcb | 0 | 0 | 0 | 1746599861 | 0 | 0 | 0 | 0 | 1 | 0 | 0 | 0 | 0 | 0 | 0 | 0 | 1 | 1 | 0 | -1 | 0 | 0 | 0 | 0 | 0 | 0 | -1 | 0 | 3 | 0 | Terminal(25) | 0 | 0 | 3 | 4907371 | Network Model.IntPrjfolder\Network Data.IntPrjfolder\Areas.IntArea\TAMBAK.ElmArea | 4905050 | 4294967294 | 0 | 0 | 0 | 12 | 1 | 6 | 12 | 20 | 0 | 0
Terminal(26) | Network Model.IntPrjfolder\Network Data.IntPrjfolder\Main Grid.ElmNet\Terminal(26).ElmTerm | 0 | Network Model.IntPrjfolder\Network Data.IntPrjfolder\Main Grid.ElmNet | 20 | 1 | 0 | 0 | 11.547 | 1 | 1.05 | 0 | 0 | Network Model.IntPrjfolder\Network Data.IntPrjfolder\Areas.IntArea\SANGKAPURA.ElmArea | 0 | 0 | 0 | 1746411850 | 0 | 0 | 0 | 0 | 0 | 0 | 0 | 0 | 1 | 0 | 0 | 0 | 0 | 0 | 0 | 0 | 0 | Terminal(26) | ["Vertical in metal enclosure"] | -2 | 0 | 0 | 0 | 0 | 0 | 1 | 0 | 0 | 0 | 0 | 3 | 1970-01-01T00:00:00Z | 0 | 0 | Network Model.IntPrjfolder\Network Data.IntPrjfolder\Main Grid.ElmNet | Network Model.IntPrjfolder\Network Data.IntPrjfolder\Main Grid.ElmNet | 0 | Terminal(26) | 0 | 0 | 0 | MAN | 0 | 0 | 0 | 0 | 0 | 0 | 5 | -5 | vcb | 0 | 0 | 0 | 1746599891 | 0 | 0 | 0 | 0 | 1 | 0 | 0 | 0 | 0 | 0 | 0 | 0 | 1 | 1 | 0 | -1 | 0 | 0 | 0 | 0 | 0 | 0 | -1 | 0 | 3 | 0 | Terminal(26) | 0 | 0 | 3 | 4907381 | Network Model.IntPrjfolder\Network Data.IntPrjfolder\Areas.IntArea\SANGKAPURA.ElmArea | 4905050 | 4294967294 | 0 | 0 | 0 | 12 | 1 | 6 | 12 | 20 | 0 | 0
Bus186 | Network Model.IntPrjfolder\Network Data.IntPrjfolder\Main Grid.ElmNet\Bus186.ElmTerm | 0 | Network Model.IntPrjfolder\Network Data.IntPrjfolder\Main Grid.ElmNet | 20 | 1 | 0 | 0 | 11.547 | 1 | 1.05 | 0 | 0 | Network Model.IntPrjfolder\Network Data.IntPrjfolder\Areas.IntArea\SANGKAPURA.ElmArea | 0 | 0 | 0 | 1746411877 | 0 | 0 | 0 | 0 | 0 | 0 | 0 | 0 | 1 | 0 | 0 | 0 | 0 | 0 | 0 | 0 | 0 | Bus186 | ["Vertical in metal enclosure"] | -2 | 0 | 0 | 0 | 0 | 0 | 1 | 0 | 0 | 0 | 0 | 3 | 1970-01-01T00:00:00Z | 0 | 0 | Network Model.IntPrjfolder\Network Data.IntPrjfolder\Main Grid.ElmNet | Network Model.IntPrjfolder\Network Data.IntPrjfolder\Main Grid.ElmNet | 0 | Bus186 | 0 | 0 | 0 | MAN | 0 | 0 | 0 | 0 | 0 | 0 | 5 | -5 | vcb | 0 | 0 | 0 | 1746599891 | 0 | 0 | 0 | 0 | 1 | 0 | 0 | 0 | 0 | 0 | 0 | 0 | 1 | 1 | 0 | -1 | 0 | 0 | 0 | 0 | 0 | 0 | -1 | 0 | 3 | 0 | Bus186 | 0 | 0 | 3 | 4907391 | Network Model.IntPrjfolder\Network Data.IntPrjfolder\Areas.IntArea\SANGKAPURA.ElmArea | 4905050 | 4294967294 | 0 | 0 | 0 | 12 | 1 | 6 | 12 | 20 | 0 | 0
Bus311 | Network Model.IntPrjfolder\Network Data.IntPrjfolder\Main Grid.ElmNet\Bus311.ElmTerm | 0 | Network Model.IntPrjfolder\Network Data.IntPrjfolder\Main Grid.ElmNet | 20 | 0 | 0 | 0 | 11.547 | 1 | 1.05 | 0 | 0 | Network Model.IntPrjfolder\Network Data.IntPrjfolder\Areas.IntArea\SANGKAPURA.ElmArea | 0 | 0 | 0 | 1746411987 | 0 | 0 | 0 | 0 | 0 | 0 | 0 | 0 | 1 | 0 | 0 | 0 | 0 | 0 | 0 | 0 | 0 | Bus311 | ["Vertical in metal enclosure"] | -2 | 0 | 0 | 0 | 0 | 0 | 1 | 0 | 0 | 0 | 0 | 3 | 1970-01-01T00:00:00Z | 0 | 0 | Network Model.IntPrjfolder\Network Data.IntPrjfolder\Main Grid.ElmNet | Network Model.IntPrjfolder\Network Data.IntPrjfolder\Main Grid.ElmNet | 0 | Bus311 | 0 | 0 | 0 | MAN | 0 | 0 | 0 | 0 | 0 | 0 | 5 | -5 | vcb | 0 | 0 | 0 | 1746599891 | 0 | 0 | 0 | 0 | 1 | 0 | 0 | 0 | 0 | 0 | 0 | 0 | 1 | 1 | 0 | -1 | 0 | 0 | 0 | 0 | 0 | 0 | -1 | 0 | 3 | 0 | Bus311 | 0 | 0 | 3 | 4907401 | Network Model.IntPrjfolder\Network Data.IntPrjfolder\Areas.IntArea\SANGKAPURA.ElmArea | 4905050 | 4294967294 | 0 | 0 | 0 | 12 | 1 | 6 | 12 | 20 | 0 | 0
Bus306 | Network Model.IntPrjfolder\Network Data.IntPrjfolder\Main Grid.ElmNet\Bus306.ElmTerm | 0 | Network Model.IntPrjfolder\Network Data.IntPrjfolder\Main Grid.ElmNet | 0.4 | 1 | 0 | 0 | 0.23094 | 1 | 1.05 | 0 | 0 | Network Model.IntPrjfolder\Network Data.IntPrjfolder\Areas.IntArea\SANGKAPURA.ElmArea | 0 | 0 | 0 | 1746412051 | 0 | 0 | 0 | 0 | 0 | 0 | 0 | 0 | 1 | 0 | 0 | 0 | 0 | 0 | 0 | 0 | 0 | Bus306 | ["Vertical in metal enclosure"] | -2 | 0 | 0 | 0 | 0 | 0 | 1 | 0 | 0 | 0 | 0 | 3 | 1970-01-01T00:00:00Z | 0 | 0 | Network Model.IntPrjfolder\Network Data.IntPrjfolder\Main Grid.ElmNet | Network Model.IntPrjfolder\Network Data.IntPrjfolder\Main Grid.ElmNet | 0 | Bus306 | 0 | 0 | 0 | MAN | 0 | 0 | 0 | 0 | 0 | 0 | 5 | -5 | vcb | 0 | 0 | 0 | 1746599891 | 0 | 0 | 0 | 0 | 1 | 0 | 0 | 0 | 0 | 0 | 0 | 0 | 1 | 1 | 0 | -1 | 0 | 0 | 0 | 0 | 0 | 0 | -1 | 0 | 3 | 0 | Bus306 | 0 | 0 | 3 | 4907412 | Network Model.IntPrjfolder\Network Data.IntPrjfolder\Areas.IntArea\SANGKAPURA.ElmArea | 4905050 | 4294967294 | 0 | 0 | 0 | 12 | 1 | 6 | 12 | 0.4 | 0 | 0
Bus48 | Network Model.IntPrjfolder\Network Data.IntPrjfolder\Main Grid.ElmNet\Bus48.ElmTerm | 0 | Network Model.IntPrjfolder\Network Data.IntPrjfolder\Main Grid.ElmNet | 20 | 0 | 0 | 0 | 11.547 | 1 | 1.05 | 0 | 0 | Network Model.IntPrjfolder\Network Data.IntPrjfolder\Areas.IntArea\SANGKAPURA.ElmArea | 0 | 0 | 0 | 1746412111 | 0 | 0 | 0 | 0 | 0 | 0 | 0 | 0 | 1 | 0 | 0 | 0 | 0 | 0 | 0 | 0 | 0 | Bus48 | ["Vertical in metal enclosure"] | -2 | 0 | 0 | 0 | 0 | 0 | 1 | 0 | 0 | 0 | 0 | 3 | 1970-01-01T00:00:00Z | 0 | 0 | Network Model.IntPrjfolder\Network Data.IntPrjfolder\Main Grid.ElmNet | Network Model.IntPrjfolder\Network Data.IntPrjfolder\Main Grid.ElmNet | 0 | Bus48 | 0 | 0 | 0 | MAN | 0 | 0 | 0 | 0 | 0 | 0 | 5 | -5 | vcb | 0 | 0 | 0 | 1746599891 | 0 | 0 | 0 | 0 | 1 | 0 | 0 | 0 | 0 | 0 | 0 | 0 | 1 | 1 | 0 | -1 | 0 | 0 | 0 | 0 | 0 | 0 | -1 | 0 | 3 | 0 | Bus48 | 0 | 0 | 3 | 4907427 | Network Model.IntPrjfolder\Network Data.IntPrjfolder\Areas.IntArea\SANGKAPURA.ElmArea | 4905050 | 4294967294 | 0 | 0 | 0 | 12 | 1 | 6 | 12 | 20 | 0 | 0
Bus150 | Network Model.IntPrjfolder\Network Data.IntPrjfolder\Main Grid.ElmNet\Bus150.ElmTerm | 0 | Network Model.IntPrjfolder\Network Data.IntPrjfolder\Main Grid.ElmNet | 20 | 0 | 0 | 0 | 11.547 | 1 | 1.05 | 0 | 0 | Network Model.IntPrjfolder\Network Data.IntPrjfolder\Areas.IntArea\SANGKAPURA.ElmArea | 0 | 0 | 0 | 1746412208 | 0 | 0 | 0 | 0 | 0 | 0 | 0 | 0 | 1 | 0 | 0 | 0 | 0 | 0 | 0 | 0 | 0 | Bus150 | ["Vertical in metal enclosure"] | -2 | 0 | 0 | 0 | 0 | 0 | 1 | 0 | 0 | 0 | 0 | 3 | 1970-01-01T00:00:00Z | 0 | 0 | Network Model.IntPrjfolder\Network Data.IntPrjfolder\Main Grid.ElmNet | Network Model.IntPrjfolder\Network Data.IntPrjfolder\Main Grid.ElmNet | 0 | Bus150 | 0 | 0 | 0 | MAN | 0 | 0 | 0 | 0 | 0 | 0 | 5 | -5 | vcb | 0 | 0 | 0 | 1746599891 | 0 | 0 | 0 | 0 | 1 | 0 | 0 | 0 | 0 | 0 | 0 | 0 | 1 | 1 | 0 | -1 | 0 | 0 | 0 | 0 | 0 | 0 | -1 | 0 | 3 | 0 | Bus150 | 0 | 0 | 3 | 4907439 | Network Model.IntPrjfolder\Network Data.IntPrjfolder\Areas.IntArea\SANGKAPURA.ElmArea | 4905050 | 4294967294 | 0 | 0 | 0 | 12 | 1 | 6 | 12 | 20 | 0 | 0
Bus314 | Network Model.IntPrjfolder\Network Data.IntPrjfolder\Main Grid.ElmNet\Bus314.ElmTerm | 0 | Network Model.IntPrjfolder\Network Data.IntPrjfolder\Main Grid.ElmNet | 20 | 1 | 0 | 0 | 11.547 | 1 | 1.05 | 0 | 0 | Network Model.IntPrjfolder\Network Data.IntPrjfolder\Areas.IntArea\SANGKAPURA.ElmArea | 0 | 0 | 0 | 1746412235 | 0 | 0 | 0 | 0 | 0 | 0 | 0 | 0 | 1 | 0 | 0 | 0 | 0 | 0 | 0 | 0 | 0 | Bus314 | ["Vertical in metal enclosure"] | -2 | 0 | 0 | 0 | 0 | 0 | 1 | 0 | 0 | 0 | 0 | 3 | 1970-01-01T00:00:00Z | 0 | 0 | Network Model.IntPrjfolder\Network Data.IntPrjfolder\Main Grid.ElmNet | Network Model.IntPrjfolder\Network Data.IntPrjfolder\Main Grid.ElmNet | 0 | Bus314 | 0 | 0 | 0 | MAN | 0 | 0 | 0 | 0 | 0 | 0 | 5 | -5 | vcb | 0 | 0 | 0 | 1746599891 | 0 | 0 | 0 | 0 | 1 | 0 | 0 | 0 | 0 | 0 | 0 | 0 | 1 | 1 | 0 | -1 | 0 | 0 | 0 | 0 | 0 | 0 | -1 | 0 | 3 | 0 | Bus314 | 0 | 0 | 3 | 4907442 | Network Model.IntPrjfolder\Network Data.IntPrjfolder\Areas.IntArea\SANGKAPURA.ElmArea | 4905050 | 4294967294 | 0 | 0 | 0 | 12 | 1 | 6 | 12 | 20 | 0 | 0
Terminal(27) | Network Model.IntPrjfolder\Network Data.IntPrjfolder\Main Grid.ElmNet\Terminal(27).ElmTerm | 0 | Network Model.IntPrjfolder\Network Data.IntPrjfolder\Main Grid.ElmNet | 0.4 | 1 | 0 | 0 | 0.23094 | 1 | 1.05 | 0 | 0 | Network Model.IntPrjfolder\Network Data.IntPrjfolder\Areas.IntArea\SANGKAPURA.ElmArea | 0 | 0 | 0 | 1746412281 | 0 | 0 | 0 | 0 | 0 | 0 | 0 | 0 | 1 | 0 | 0 | 0 | 0 | 0 | 0 | 0 | 0 | Terminal(27) | ["Vertical in metal enclosure"] | -2 | 0 | 0 | 0 | 0 | 0 | 1 | 0 | 0 | 0 | 0 | 3 | 1970-01-01T00:00:00Z | 0 | 0 | Network Model.IntPrjfolder\Network Data.IntPrjfolder\Main Grid.ElmNet | Network Model.IntPrjfolder\Network Data.IntPrjfolder\Main Grid.ElmNet | 0 | Terminal(27) | 0 | 0 | 0 | MAN | 0 | 0 | 0 | 0 | 0 | 0 | 5 | -5 | vcb | 0 | 0 | 0 | 1746599891 | 0 | 0 | 0 | 0 | 1 | 0 | 0 | 0 | 0 | 0 | 0 | 0 | 1 | 1 | 0 | -1 | 0 | 0 | 0 | 0 | 0 | 0 | -1 | 0 | 3 | 0 | Terminal(27) | 0 | 0 | 3 | 4907453 | Network Model.IntPrjfolder\Network Data.IntPrjfolder\Areas.IntArea\SANGKAPURA.ElmArea | 4905050 | 4294967294 | 0 | 0 | 0 | 12 | 1 | 6 | 12 | 0.4 | 0 | 0
Terminal(28) | Network Model.IntPrjfolder\Network Data.IntPrjfolder\Main Grid.ElmNet\Terminal(28).ElmTerm | 0 | Network Model.IntPrjfolder\Network Data.IntPrjfolder\Main Grid.ElmNet | 0.4 | 1 | 0 | 0 | 0.23094 | 1 | 1.05 | 0 | 0 | Network Model.IntPrjfolder\Network Data.IntPrjfolder\Areas.IntArea\SANGKAPURA.ElmArea | 0 | 0 | 0 | 1746412281 | 0 | 0 | 0 | 0 | 0 | 0 | 0 | 0 | 1 | 0 | 0 | 0 | 0 | 0 | 0 | 0 | 0 | Terminal(28) | ["Vertical in metal enclosure"] | -2 | 0 | 0 | 0 | 0 | 0 | 1 | 0 | 0 | 0 | 0 | 3 | 1970-01-01T00:00:00Z | 0 | 0 | Network Model.IntPrjfolder\Network Data.IntPrjfolder\Main Grid.ElmNet | Network Model.IntPrjfolder\Network Data.IntPrjfolder\Main Grid.ElmNet | 0 | Terminal(28) | 0 | 0 | 0 | MAN | 0 | 0 | 0 | 0 | 0 | 0 | 5 | -5 | vcb | 0 | 0 | 0 | 1746599891 | 0 | 0 | 0 | 0 | 1 | 0 | 0 | 0 | 0 | 0 | 0 | 0 | 1 | 1 | 0 | -1 | 0 | 0 | 0 | 0 | 0 | 0 | -1 | 0 | 3 | 0 | Terminal(28) | 0 | 0 | 3 | 4907455 | Network Model.IntPrjfolder\Network Data.IntPrjfolder\Areas.IntArea\SANGKAPURA.ElmArea | 4905050 | 4294967294 | 0 | 0 | 0 | 12 | 1 | 6 | 12 | 0.4 | 0 | 0
Bus313 | Network Model.IntPrjfolder\Network Data.IntPrjfolder\Main Grid.ElmNet\Bus313.ElmTerm | 0 | Network Model.IntPrjfolder\Network Data.IntPrjfolder\Main Grid.ElmNet | 0.4 | 1 | 0 | 0 | 0.23094 | 1 | 1.05 | 0 | 0 | Network Model.IntPrjfolder\Network Data.IntPrjfolder\Areas.IntArea\SANGKAPURA.ElmArea | 0 | 0 | 0 | 1746412490 | 0 | 0 | 0 | 0 | 0 | 0 | 0 | 0 | 1 | 0 | 0 | 0 | 0 | 0 | 0 | 0 | 0 | Bus313 | ["Vertical in metal enclosure"] | -2 | 0 | 0 | 0 | 0 | 0 | 1 | 0 | 0 | 0 | 0 | 3 | 1970-01-01T00:00:00Z | 0 | 0 | Network Model.IntPrjfolder\Network Data.IntPrjfolder\Main Grid.ElmNet | Network Model.IntPrjfolder\Network Data.IntPrjfolder\Main Grid.ElmNet | 0 | Bus313 | 0 | 0 | 0 | MAN | 0 | 0 | 0 | 0 | 0 | 0 | 5 | -5 | vcb | 0 | 0 | 0 | 1746599891 | 0 | 0 | 0 | 0 | 1 | 0 | 0 | 0 | 0 | 0 | 0 | 0 | 1 | 1 | 0 | -1 | 0 | 0 | 0 | 0 | 0 | 0 | -1 | 0 | 3 | 0 | Bus313 | 0 | 0 | 3 | 4907491 | Network Model.IntPrjfolder\Network Data.IntPrjfolder\Areas.IntArea\SANGKAPURA.ElmArea | 4905050 | 4294967294 | 0 | 0 | 0 | 12 | 1 | 6 | 12 | 0.4 | 0 | 0
Terminal(29) | Network Model.IntPrjfolder\Network Data.IntPrjfolder\Main Grid.ElmNet\Terminal(29).ElmTerm | 0 | Network Model.IntPrjfolder\Network Data.IntPrjfolder\Main Grid.ElmNet | 20 | 1 | 0 | 0 | 11.547 | 1 | 1.05 | 0 | 0 | Network Model.IntPrjfolder\Network Data.IntPrjfolder\Areas.IntArea\SANGKAPURA.ElmArea | 0 | 0 | 0 | 1746412526 | 0 | 0 | 0 | 0 | 0 | 0 | 0 | 0 | 1 | 0 | 0 | 0 | 0 | 0 | 0 | 0 | 0 | Terminal(29) | ["Vertical in metal enclosure"] | -2 | 0 | 0 | 0 | 0 | 0 | 1 | 0 | 0 | 0 | 0 | 3 | 1970-01-01T00:00:00Z | 0 | 0 | Network Model.IntPrjfolder\Network Data.IntPrjfolder\Main Grid.ElmNet | Network Model.IntPrjfolder\Network Data.IntPrjfolder\Main Grid.ElmNet | 0 | Terminal(29) | 0 | 0 | 0 | MAN | 0 | 0 | 0 | 0 | 0 | 0 | 5 | -5 | vcb | 0 | 0 | 0 | 1746599891 | 0 | 0 | 0 | 0 | 1 | 0 | 0 | 0 | 0 | 0 | 0 | 0 | 1 | 1 | 0 | -1 | 0 | 0 | 0 | 0 | 0 | 0 | -1 | 0 | 3 | 0 | Terminal(29) | 0 | 0 | 3 | 4907505 | Network Model.IntPrjfolder\Network Data.IntPrjfolder\Areas.IntArea\SANGKAPURA.ElmArea | 4905050 | 4294967294 | 0 | 0 | 0 | 12 | 1 | 6 | 12 | 20 | 0 | 0
Bus315 | Network Model.IntPrjfolder\Network Data.IntPrjfolder\Main Grid.ElmNet\Bus315.ElmTerm | 0 | Network Model.IntPrjfolder\Network Data.IntPrjfolder\Main Grid.ElmNet | 20 | 1 | 0 | 0 | 11.547 | 1 | 1.05 | 0 | 0 | Network Model.IntPrjfolder\Network Data.IntPrjfolder\Areas.IntArea\SANGKAPURA.ElmArea | 0 | 0 | 0 | 1746412572 | 0 | 0 | 0 | 0 | 0 | 0 | 0 | 0 | 1 | 0 | 0 | 0 | 0 | 0 | 0 | 0 | 0 | Bus315 | ["Vertical in metal enclosure"] | -2 | 0 | 0 | 0 | 0 | 0 | 1 | 0 | 0 | 0 | 0 | 3 | 1970-01-01T00:00:00Z | 0 | 0 | Network Model.IntPrjfolder\Network Data.IntPrjfolder\Main Grid.ElmNet | Network Model.IntPrjfolder\Network Data.IntPrjfolder\Main Grid.ElmNet | 0 | Bus315 | 0 | 0 | 0 | MAN | 0 | 0 | 0 | 0 | 0 | 0 | 5 | -5 | vcb | 0 | 0 | 0 | 1746599891 | 0 | 0 | 0 | 0 | 1 | 0 | 0 | 0 | 0 | 0 | 0 | 0 | 1 | 1 | 0 | -1 | 0 | 0 | 0 | 0 | 0 | 0 | -1 | 0 | 3 | 0 | Bus315 | 0 | 0 | 3 | 4907515 | Network Model.IntPrjfolder\Network Data.IntPrjfolder\Areas.IntArea\SANGKAPURA.ElmArea | 4905050 | 4294967294 | 0 | 0 | 0 | 12 | 1 | 6 | 12 | 20 | 0 | 0
Bus155 | Network Model.IntPrjfolder\Network Data.IntPrjfolder\Main Grid.ElmNet\Bus155.ElmTerm | 0 | Network Model.IntPrjfolder\Network Data.IntPrjfolder\Main Grid.ElmNet | 20 | 0 | 0 | 0 | 11.547 | 1 | 1.05 | 0 | 0 | Network Model.IntPrjfolder\Network Data.IntPrjfolder\Areas.IntArea\SANGKAPURA.ElmArea | 0 | 0 | 0 | 1746412580 | 0 | 0 | 0 | 0 | 0 | 0 | 0 | 0 | 1 | 0 | 0 | 0 | 0 | 0 | 0 | 0 | 0 | Bus155 | ["Vertical in metal enclosure"] | -2 | 0 | 0 | 0 | 0 | 0 | 1 | 0 | 0 | 0 | 0 | 3 | 1970-01-01T00:00:00Z | 0 | 0 | Network Model.IntPrjfolder\Network Data.IntPrjfolder\Main Grid.ElmNet | Network Model.IntPrjfolder\Network Data.IntPrjfolder\Main Grid.ElmNet | 0 | Bus155 | 0 | 0 | 0 | MAN | 0 | 0 | 0 | 0 | 0 | 0 | 5 | -5 | vcb | 0 | 0 | 0 | 1746599891 | 0 | 0 | 0 | 0 | 1 | 0 | 0 | 0 | 0 | 0 | 0 | 0 | 1 | 1 | 0 | -1 | 0 | 0 | 0 | 0 | 0 | 0 | -1 | 0 | 3 | 0 | Bus155 | 0 | 0 | 3 | 4907517 | Network Model.IntPrjfolder\Network Data.IntPrjfolder\Areas.IntArea\SANGKAPURA.ElmArea | 4905050 | 4294967294 | 0 | 0 | 0 | 12 | 1 | 6 | 12 | 20 | 0 | 0
Bus316 | Network Model.IntPrjfolder\Network Data.IntPrjfolder\Main Grid.ElmNet\Bus316.ElmTerm | 0 | Network Model.IntPrjfolder\Network Data.IntPrjfolder\Main Grid.ElmNet | 20 | 1 | 0 | 0 | 11.547 | 1 | 1.05 | 0 | 0 | Network Model.IntPrjfolder\Network Data.IntPrjfolder\Areas.IntArea\SANGKAPURA.ElmArea | 0 | 0 | 0 | 1746412763 | 0 | 0 | 0 | 0 | 0 | 0 | 0 | 0 | 1 | 0 | 0 | 0 | 0 | 0 | 0 | 0 | 0 | Bus316 | ["Vertical in metal enclosure"] | -2 | 0 | 0 | 0 | 0 | 0 | 1 | 0 | 0 | 0 | 0 | 3 | 1970-01-01T00:00:00Z | 0 | 0 | Network Model.IntPrjfolder\Network Data.IntPrjfolder\Main Grid.ElmNet | Network Model.IntPrjfolder\Network Data.IntPrjfolder\Main Grid.ElmNet | 0 | Bus316 | 0 | 0 | 0 | MAN | 0 | 0 | 0 | 0 | 0 | 0 | 5 | -5 | vcb | 0 | 0 | 0 | 1746599891 | 0 | 0 | 0 | 0 | 1 | 0 | 0 | 0 | 0 | 0 | 0 | 0 | 1 | 1 | 0 | -1 | 0 | 0 | 0 | 0 | 0 | 0 | -1 | 0 | 3 | 0 | Bus316 | 0 | 0 | 3 | 4907534 | Network Model.IntPrjfolder\Network Data.IntPrjfolder\Areas.IntArea\SANGKAPURA.ElmArea | 4905050 | 4294967294 | 0 | 0 | 0 | 12 | 1 | 6 | 12 | 20 | 0 | 0
Bus319 | Network Model.IntPrjfolder\Network Data.IntPrjfolder\Main Grid.ElmNet\Bus319.ElmTerm | 0 | Network Model.IntPrjfolder\Network Data.IntPrjfolder\Main Grid.ElmNet | 20 | 1 | 0 | 0 | 11.547 | 1 | 1.05 | 0 | 0 | Network Model.IntPrjfolder\Network Data.IntPrjfolder\Areas.IntArea\SANGKAPURA.ElmArea | 0 | 0 | 0 | 1746412765 | 0 | 0 | 0 | 0 | 0 | 0 | 0 | 0 | 1 | 0 | 0 | 0 | 0 | 0 | 0 | 0 | 0 | Bus319 | ["Vertical in metal enclosure"] | -2 | 0 | 0 | 0 | 0 | 0 | 1 | 0 | 0 | 0 | 0 | 3 | 1970-01-01T00:00:00Z | 0 | 0 | Network Model.IntPrjfolder\Network Data.IntPrjfolder\Main Grid.ElmNet | Network Model.IntPrjfolder\Network Data.IntPrjfolder\Main Grid.ElmNet | 0 | Bus319 | 0 | 0 | 0 | MAN | 0 | 0 | 0 | 0 | 0 | 0 | 5 | -5 | vcb | 0 | 0 | 0 | 1746599891 | 0 | 0 | 0 | 0 | 1 | 0 | 0 | 0 | 0 | 0 | 0 | 0 | 1 | 1 | 0 | -1 | 0 | 0 | 0 | 0 | 0 | 0 | -1 | 0 | 3 | 0 | Bus319 | 0 | 0 | 3 | 4907536 | Network Model.IntPrjfolder\Network Data.IntPrjfolder\Areas.IntArea\SANGKAPURA.ElmArea | 4905050 | 4294967294 | 0 | 0 | 0 | 12 | 1 | 6 | 12 | 20 | 0 | 0
Bus154 | Network Model.IntPrjfolder\Network Data.IntPrjfolder\Main Grid.ElmNet\Bus154.ElmTerm | 0 | Network Model.IntPrjfolder\Network Data.IntPrjfolder\Main Grid.ElmNet | 0.4 | 1 | 0 | 0 | 0.23094 | 1 | 1.05 | 0 | 0 | Network Model.IntPrjfolder\Network Data.IntPrjfolder\Areas.IntArea\SANGKAPURA.ElmArea | 0 | 0 | 0 | 1746412832 | 0 | 0 | 0 | 0 | 0 | 0 | 0 | 0 | 1 | 0 | 0 | 0 | 0 | 0 | 0 | 0 | 0 | Bus154 | ["Vertical in metal enclosure"] | -2 | 0 | 0 | 0 | 0 | 0 | 1 | 0 | 0 | 0 | 0 | 3 | 1970-01-01T00:00:00Z | 0 | 0 | Network Model.IntPrjfolder\Network Data.IntPrjfolder\Main Grid.ElmNet | Network Model.IntPrjfolder\Network Data.IntPrjfolder\Main Grid.ElmNet | 0 | Bus154 | 0 | 0 | 0 | MAN | 0 | 0 | 0 | 0 | 0 | 0 | 5 | -5 | vcb | 0 | 0 | 0 | 1746599891 | 0 | 0 | 0 | 0 | 1 | 0 | 0 | 0 | 0 | 0 | 0 | 0 | 1 | 1 | 0 | -1 | 0 | 0 | 0 | 0 | 0 | 0 | -1 | 0 | 3 | 0 | Bus154 | 0 | 0 | 3 | 4907553 | Network Model.IntPrjfolder\Network Data.IntPrjfolder\Areas.IntArea\SANGKAPURA.ElmArea | 4905050 | 4294967294 | 0 | 0 | 0 | 12 | 1 | 6 | 12 | 0.4 | 0 | 0
Bus318 | Network Model.IntPrjfolder\Network Data.IntPrjfolder\Main Grid.ElmNet\Bus318.ElmTerm | 0 | Network Model.IntPrjfolder\Network Data.IntPrjfolder\Main Grid.ElmNet | 0.4 | 1 | 0 | 0 | 0.23094 | 1 | 1.05 | 0 | 0 | Network Model.IntPrjfolder\Network Data.IntPrjfolder\Areas.IntArea\SANGKAPURA.ElmArea | 0 | 0 | 0 | 1746412833 | 0 | 0 | 0 | 0 | 0 | 0 | 0 | 0 | 1 | 0 | 0 | 0 | 0 | 0 | 0 | 0 | 0 | Bus318 | ["Vertical in metal enclosure"] | -2 | 0 | 0 | 0 | 0 | 0 | 1 | 0 | 0 | 0 | 0 | 3 | 1970-01-01T00:00:00Z | 0 | 0 | Network Model.IntPrjfolder\Network Data.IntPrjfolder\Main Grid.ElmNet | Network Model.IntPrjfolder\Network Data.IntPrjfolder\Main Grid.ElmNet | 0 | Bus318 | 0 | 0 | 0 | MAN | 0 | 0 | 0 | 0 | 0 | 0 | 5 | -5 | vcb | 0 | 0 | 0 | 1746599891 | 0 | 0 | 0 | 0 | 1 | 0 | 0 | 0 | 0 | 0 | 0 | 0 | 1 | 1 | 0 | -1 | 0 | 0 | 0 | 0 | 0 | 0 | -1 | 0 | 3 | 0 | Bus318 | 0 | 0 | 3 | 4907555 | Network Model.IntPrjfolder\Network Data.IntPrjfolder\Areas.IntArea\SANGKAPURA.ElmArea | 4905050 | 4294967294 | 0 | 0 | 0 | 12 | 1 | 6 | 12 | 0.4 | 0 | 0
Terminal(30) | Network Model.IntPrjfolder\Network Data.IntPrjfolder\Main Grid.ElmNet\Terminal(30).ElmTerm | 0 | Network Model.IntPrjfolder\Network Data.IntPrjfolder\Main Grid.ElmNet | 20 | 1 | 0 | 0 | 11.547 | 1 | 1.05 | 0 | 0 | Network Model.IntPrjfolder\Network Data.IntPrjfolder\Areas.IntArea\SANGKAPURA.ElmArea | 0 | 0 | 0 | 1746412885 | 0 | 0 | 0 | 0 | 0 | 0 | 0 | 0 | 1 | 0 | 0 | 0 | 0 | 0 | 0 | 0 | 0 | Terminal(30) | ["Vertical in metal enclosure"] | -2 | 0 | 0 | 0 | 0 | 0 | 1 | 0 | 0 | 0 | 0 | 3 | 1970-01-01T00:00:00Z | 0 | 0 | Network Model.IntPrjfolder\Network Data.IntPrjfolder\Main Grid.ElmNet | Network Model.IntPrjfolder\Network Data.IntPrjfolder\Main Grid.ElmNet | 0 | Terminal(30) | 0 | 0 | 0 | MAN | 0 | 0 | 0 | 0 | 0 | 0 | 5 | -5 | vcb | 0 | 0 | 0 | 1746599891 | 0 | 0 | 0 | 0 | 1 | 0 | 0 | 0 | 0 | 0 | 0 | 0 | 1 | 1 | 0 | -1 | 0 | 0 | 0 | 0 | 0 | 0 | -1 | 0 | 3 | 0 | Terminal(30) | 0 | 0 | 3 | 4907581 | Network Model.IntPrjfolder\Network Data.IntPrjfolder\Areas.IntArea\SANGKAPURA.ElmArea | 4905050 | 4294967294 | 0 | 0 | 0 | 12 | 1 | 6 | 12 | 20 | 0 | 0
Bus157 | Network Model.IntPrjfolder\Network Data.IntPrjfolder\Main Grid.ElmNet\Bus157.ElmTerm | 0 | Network Model.IntPrjfolder\Network Data.IntPrjfolder\Main Grid.ElmNet | 20 | 0 | 0 | 0 | 11.547 | 1 | 1.05 | 0 | 0 | Network Model.IntPrjfolder\Network Data.IntPrjfolder\Areas.IntArea\SANGKAPURA.ElmArea | 0 | 0 | 0 | 1746412984 | 0 | 0 | 0 | 0 | 0 | 0 | 0 | 0 | 1 | 0 | 0 | 0 | 0 | 0 | 0 | 0 | 0 | Bus157 | ["Vertical in metal enclosure"] | -2 | 0 | 0 | 0 | 0 | 0 | 1 | 0 | 0 | 0 | 0 | 3 | 1970-01-01T00:00:00Z | 0 | 0 | Network Model.IntPrjfolder\Network Data.IntPrjfolder\Main Grid.ElmNet | Network Model.IntPrjfolder\Network Data.IntPrjfolder\Main Grid.ElmNet | 0 | Bus157 | 0 | 0 | 0 | MAN | 0 | 0 | 0 | 0 | 0 | 0 | 5 | -5 | vcb | 0 | 0 | 0 | 1746599891 | 0 | 0 | 0 | 0 | 1 | 0 | 0 | 0 | 0 | 0 | 0 | 0 | 1 | 1 | 0 | -1 | 0 | 0 | 0 | 0 | 0 | 0 | -1 | 0 | 3 | 0 | Bus157 | 0 | 0 | 3 | 4907600 | Network Model.IntPrjfolder\Network Data.IntPrjfolder\Areas.IntArea\SANGKAPURA.ElmArea | 4905050 | 4294967294 | 0 | 0 | 0 | 12 | 1 | 6 | 12 | 20 | 0 | 0
Bus156 | Network Model.IntPrjfolder\Network Data.IntPrjfolder\Main Grid.ElmNet\Bus156.ElmTerm | 0 | Network Model.IntPrjfolder\Network Data.IntPrjfolder\Main Grid.ElmNet | 0.4 | 1 | 0 | 0 | 0.23094 | 1 | 1.05 | 0 | 0 | Network Model.IntPrjfolder\Network Data.IntPrjfolder\Areas.IntArea\SANGKAPURA.ElmArea | 0 | 0 | 0 | 1746413027 | 0 | 0 | 0 | 0 | 0 | 0 | 0 | 0 | 1 | 0 | 0 | 0 | 0 | 0 | 0 | 0 | 0 | Bus156 | ["Vertical in metal enclosure"] | -2 | 0 | 0 | 0 | 0 | 0 | 1 | 0 | 0 | 0 | 0 | 3 | 1970-01-01T00:00:00Z | 0 | 0 | Network Model.IntPrjfolder\Network Data.IntPrjfolder\Main Grid.ElmNet | Network Model.IntPrjfolder\Network Data.IntPrjfolder\Main Grid.ElmNet | 0 | Bus156 | 0 | 0 | 0 | MAN | 0 | 0 | 0 | 0 | 0 | 0 | 5 | -5 | vcb | 0 | 0 | 0 | 1746599891 | 0 | 0 | 0 | 0 | 1 | 0 | 0 | 0 | 0 | 0 | 0 | 0 | 1 | 1 | 0 | -1 | 0 | 0 | 0 | 0 | 0 | 0 | -1 | 0 | 3 | 0 | Bus156 | 0 | 0 | 3 | 4907610 | Network Model.IntPrjfolder\Network Data.IntPrjfolder\Areas.IntArea\SANGKAPURA.ElmArea | 4905050 | 4294967294 | 0 | 0 | 0 | 12 | 1 | 6 | 12 | 0.4 | 0 | 0
Bus159 | Network Model.IntPrjfolder\Network Data.IntPrjfolder\Main Grid.ElmNet\Bus159.ElmTerm | 0 | Network Model.IntPrjfolder\Network Data.IntPrjfolder\Main Grid.ElmNet | 20 | 0 | 0 | 0 | 11.547 | 1 | 1.05 | 0 | 0 | Network Model.IntPrjfolder\Network Data.IntPrjfolder\Areas.IntArea\SANGKAPURA.ElmArea | 0 | 0 | 0 | 1746413058 | 0 | 0 | 0 | 0 | 0 | 0 | 0 | 0 | 1 | 0 | 0 | 0 | 0 | 0 | 0 | 0 | 0 | Bus159 | ["Vertical in metal enclosure"] | -2 | 0 | 0 | 0 | 0 | 0 | 1 | 0 | 0 | 0 | 0 | 3 | 1970-01-01T00:00:00Z | 0 | 0 | Network Model.IntPrjfolder\Network Data.IntPrjfolder\Main Grid.ElmNet | Network Model.IntPrjfolder\Network Data.IntPrjfolder\Main Grid.ElmNet | 0 | Bus159 | 0 | 0 | 0 | MAN | 0 | 0 | 0 | 0 | 0 | 0 | 5 | -5 | vcb | 0 | 0 | 0 | 1746599891 | 0 | 0 | 0 | 0 | 1 | 0 | 0 | 0 | 0 | 0 | 0 | 0 | 1 | 1 | 0 | -1 | 0 | 0 | 0 | 0 | 0 | 0 | -1 | 0 | 3 | 0 | Bus159 | 0 | 0 | 3 | 4907625 | Network Model.IntPrjfolder\Network Data.IntPrjfolder\Areas.IntArea\SANGKAPURA.ElmArea | 4905050 | 4294967294 | 0 | 0 | 0 | 12 | 1 | 6 | 12 | 20 | 0 | 0
Bus321 | Network Model.IntPrjfolder\Network Data.IntPrjfolder\Main Grid.ElmNet\Bus321.ElmTerm | 0 | Network Model.IntPrjfolder\Network Data.IntPrjfolder\Main Grid.ElmNet | 20 | 1 | 0 | 0 | 11.547 | 1 | 1.05 | 0 | 0 | Network Model.IntPrjfolder\Network Data.IntPrjfolder\Areas.IntArea\SANGKAPURA.ElmArea | 0 | 0 | 0 | 1746413111 | 0 | 0 | 0 | 0 | 0 | 0 | 0 | 0 | 1 | 0 | 0 | 0 | 0 | 0 | 0 | 0 | 0 | Bus321 | ["Vertical in metal enclosure"] | -2 | 0 | 0 | 0 | 0 | 0 | 1 | 0 | 0 | 0 | 0 | 3 | 1970-01-01T00:00:00Z | 0 | 0 | Network Model.IntPrjfolder\Network Data.IntPrjfolder\Main Grid.ElmNet | Network Model.IntPrjfolder\Network Data.IntPrjfolder\Main Grid.ElmNet | 0 | Bus321 | 0 | 0 | 0 | MAN | 0 | 0 | 0 | 0 | 0 | 0 | 5 | -5 | vcb | 0 | 0 | 0 | 1746599891 | 0 | 0 | 0 | 0 | 1 | 0 | 0 | 0 | 0 | 0 | 0 | 0 | 1 | 1 | 0 | -1 | 0 | 0 | 0 | 0 | 0 | 0 | -1 | 0 | 3 | 0 | Bus321 | 0 | 0 | 3 | 4907636 | Network Model.IntPrjfolder\Network Data.IntPrjfolder\Areas.IntArea\SANGKAPURA.ElmArea | 4905050 | 4294967294 | 0 | 0 | 0 | 12 | 1 | 6 | 12 | 20 | 0 | 0
Bus324 | Network Model.IntPrjfolder\Network Data.IntPrjfolder\Main Grid.ElmNet\Bus324.ElmTerm | 0 | Network Model.IntPrjfolder\Network Data.IntPrjfolder\Main Grid.ElmNet | 20 | 1 | 0 | 0 | 11.547 | 1 | 1.05 | 0 | 0 | Network Model.IntPrjfolder\Network Data.IntPrjfolder\Areas.IntArea\SANGKAPURA.ElmArea | 0 | 0 | 0 | 1746413112 | 0 | 0 | 0 | 0 | 0 | 0 | 0 | 0 | 1 | 0 | 0 | 0 | 0 | 0 | 0 | 0 | 0 | Bus324 | ["Vertical in metal enclosure"] | -2 | 0 | 0 | 0 | 0 | 0 | 1 | 0 | 0 | 0 | 0 | 3 | 1970-01-01T00:00:00Z | 0 | 0 | Network Model.IntPrjfolder\Network Data.IntPrjfolder\Main Grid.ElmNet | Network Model.IntPrjfolder\Network Data.IntPrjfolder\Main Grid.ElmNet | 0 | Bus324 | 0 | 0 | 0 | MAN | 0 | 0 | 0 | 0 | 0 | 0 | 5 | -5 | vcb | 0 | 0 | 0 | 1746599891 | 0 | 0 | 0 | 0 | 1 | 0 | 0 | 0 | 0 | 0 | 0 | 0 | 1 | 1 | 0 | -1 | 0 | 0 | 0 | 0 | 0 | 0 | -1 | 0 | 3 | 0 | Bus324 | 0 | 0 | 3 | 4907638 | Network Model.IntPrjfolder\Network Data.IntPrjfolder\Areas.IntArea\SANGKAPURA.ElmArea | 4905050 | 4294967294 | 0 | 0 | 0 | 12 | 1 | 6 | 12 | 20 | 0 | 0
Bus328 | Network Model.IntPrjfolder\Network Data.IntPrjfolder\Main Grid.ElmNet\Bus328.ElmTerm | 0 | Network Model.IntPrjfolder\Network Data.IntPrjfolder\Main Grid.ElmNet | 20 | 1 | 0 | 0 | 11.547 | 1 | 1.05 | 0 | 0 | Network Model.IntPrjfolder\Network Data.IntPrjfolder\Areas.IntArea\SANGKAPURA.ElmArea | 0 | 0 | 0 | 1746413113 | 0 | 0 | 0 | 0 | 0 | 0 | 0 | 0 | 1 | 0 | 0 | 0 | 0 | 0 | 0 | 0 | 0 | Bus328 | ["Vertical in metal enclosure"] | -2 | 0 | 0 | 0 | 0 | 0 | 1 | 0 | 0 | 0 | 0 | 3 | 1970-01-01T00:00:00Z | 0 | 0 | Network Model.IntPrjfolder\Network Data.IntPrjfolder\Main Grid.ElmNet | Network Model.IntPrjfolder\Network Data.IntPrjfolder\Main Grid.ElmNet | 0 | Bus328 | 0 | 0 | 0 | MAN | 0 | 0 | 0 | 0 | 0 | 0 | 5 | -5 | vcb | 0 | 0 | 0 | 1746599891 | 0 | 0 | 0 | 0 | 1 | 0 | 0 | 0 | 0 | 0 | 0 | 0 | 1 | 1 | 0 | -1 | 0 | 0 | 0 | 0 | 0 | 0 | -1 | 0 | 3 | 0 | Bus328 | 0 | 0 | 3 | 4907640 | Network Model.IntPrjfolder\Network Data.IntPrjfolder\Areas.IntArea\SANGKAPURA.ElmArea | 4905050 | 4294967294 | 0 | 0 | 0 | 12 | 1 | 6 | 12 | 20 | 0 | 0
Bus158 | Network Model.IntPrjfolder\Network Data.IntPrjfolder\Main Grid.ElmNet\Bus158.ElmTerm | 0 | Network Model.IntPrjfolder\Network Data.IntPrjfolder\Main Grid.ElmNet | 0.4 | 1 | 0 | 0 | 0.23094 | 1 | 1.05 | 0 | 0 | Network Model.IntPrjfolder\Network Data.IntPrjfolder\Areas.IntArea\SANGKAPURA.ElmArea | 0 | 0 | 0 | 1746413201 | 0 | 0 | 0 | 0 | 0 | 0 | 0 | 0 | 1 | 0 | 0 | 0 | 0 | 0 | 0 | 0 | 0 | Bus158 | ["Vertical in metal enclosure"] | -2 | 0 | 0 | 0 | 0 | 0 | 1 | 0 | 0 | 0 | 0 | 3 | 1970-01-01T00:00:00Z | 0 | 0 | Network Model.IntPrjfolder\Network Data.IntPrjfolder\Main Grid.ElmNet | Network Model.IntPrjfolder\Network Data.IntPrjfolder\Main Grid.ElmNet | 0 | Bus158 | 0 | 0 | 0 | MAN | 0 | 0 | 0 | 0 | 0 | 0 | 5 | -5 | vcb | 0 | 0 | 0 | 1746599891 | 0 | 0 | 0 | 0 | 1 | 0 | 0 | 0 | 0 | 0 | 0 | 0 | 1 | 1 | 0 | -1 | 0 | 0 | 0 | 0 | 0 | 0 | -1 | 0 | 3 | 0 | Bus158 | 0 | 0 | 3 | 4907664 | Network Model.IntPrjfolder\Network Data.IntPrjfolder\Areas.IntArea\SANGKAPURA.ElmArea | 4905050 | 4294967294 | 0 | 0 | 0 | 12 | 1 | 6 | 12 | 0.4 | 0 | 0
Bus323 | Network Model.IntPrjfolder\Network Data.IntPrjfolder\Main Grid.ElmNet\Bus323.ElmTerm | 0 | Network Model.IntPrjfolder\Network Data.IntPrjfolder\Main Grid.ElmNet | 0.4 | 1 | 0 | 0 | 0.23094 | 1 | 1.05 | 0 | 0 | Network Model.IntPrjfolder\Network Data.IntPrjfolder\Areas.IntArea\SANGKAPURA.ElmArea | 0 | 0 | 0 | 1746413202 | 0 | 0 | 0 | 0 | 0 | 0 | 0 | 0 | 1 | 0 | 0 | 0 | 0 | 0 | 0 | 0 | 0 | Bus323 | ["Vertical in metal enclosure"] | -2 | 0 | 0 | 0 | 0 | 0 | 1 | 0 | 0 | 0 | 0 | 3 | 1970-01-01T00:00:00Z | 0 | 0 | Network Model.IntPrjfolder\Network Data.IntPrjfolder\Main Grid.ElmNet | Network Model.IntPrjfolder\Network Data.IntPrjfolder\Main Grid.ElmNet | 0 | Bus323 | 0 | 0 | 0 | MAN | 0 | 0 | 0 | 0 | 0 | 0 | 5 | -5 | vcb | 0 | 0 | 0 | 1746599891 | 0 | 0 | 0 | 0 | 1 | 0 | 0 | 0 | 0 | 0 | 0 | 0 | 1 | 1 | 0 | -1 | 0 | 0 | 0 | 0 | 0 | 0 | -1 | 0 | 3 | 0 | Bus323 | 0 | 0 | 3 | 4907666 | Network Model.IntPrjfolder\Network Data.IntPrjfolder\Areas.IntArea\SANGKAPURA.ElmArea | 4905050 | 4294967294 | 0 | 0 | 0 | 12 | 1 | 6 | 12 | 0.4 | 0 | 0
Bus327 | Network Model.IntPrjfolder\Network Data.IntPrjfolder\Main Grid.ElmNet\Bus327.ElmTerm | 0 | Network Model.IntPrjfolder\Network Data.IntPrjfolder\Main Grid.ElmNet | 0.4 | 1 | 0 | 0 | 0.23094 | 1 | 1.05 | 0 | 0 | Network Model.IntPrjfolder\Network Data.IntPrjfolder\Areas.IntArea\SANGKAPURA.ElmArea | 0 | 0 | 0 | 1746413204 | 0 | 0 | 0 | 0 | 0 | 0 | 0 | 0 | 1 | 0 | 0 | 0 | 0 | 0 | 0 | 0 | 0 | Bus327 | ["Vertical in metal enclosure"] | -2 | 0 | 0 | 0 | 0 | 0 | 1 | 0 | 0 | 0 | 0 | 3 | 1970-01-01T00:00:00Z | 0 | 0 | Network Model.IntPrjfolder\Network Data.IntPrjfolder\Main Grid.ElmNet | Network Model.IntPrjfolder\Network Data.IntPrjfolder\Main Grid.ElmNet | 0 | Bus327 | 0 | 0 | 0 | MAN | 0 | 0 | 0 | 0 | 0 | 0 | 5 | -5 | vcb | 0 | 0 | 0 | 1746599891 | 0 | 0 | 0 | 0 | 1 | 0 | 0 | 0 | 0 | 0 | 0 | 0 | 1 | 1 | 0 | -1 | 0 | 0 | 0 | 0 | 0 | 0 | -1 | 0 | 3 | 0 | Bus327 | 0 | 0 | 3 | 4907668 | Network Model.IntPrjfolder\Network Data.IntPrjfolder\Areas.IntArea\SANGKAPURA.ElmArea | 4905050 | 4294967294 | 0 | 0 | 0 | 12 | 1 | 6 | 12 | 0.4 | 0 | 0
Bus161 | Network Model.IntPrjfolder\Network Data.IntPrjfolder\Main Grid.ElmNet\Bus161.ElmTerm | 0 | Network Model.IntPrjfolder\Network Data.IntPrjfolder\Main Grid.ElmNet | 20 | 0 | 0 | 0 | 11.547 | 1 | 1.05 | 0 | 0 | Network Model.IntPrjfolder\Network Data.IntPrjfolder\Areas.IntArea\SANGKAPURA.ElmArea | 0 | 0 | 0 | 1746413432 | 0 | 0 | 0 | 0 | 0 | 0 | 0 | 0 | 1 | 0 | 0 | 0 | 0 | 0 | 0 | 0 | 0 | Bus161 | ["Vertical in metal enclosure"] | -2 | 0 | 0 | 0 | 0 | 0 | 1 | 0 | 0 | 0 | 0 | 3 | 1970-01-01T00:00:00Z | 0 | 0 | Network Model.IntPrjfolder\Network Data.IntPrjfolder\Main Grid.ElmNet | Network Model.IntPrjfolder\Network Data.IntPrjfolder\Main Grid.ElmNet | 0 | Bus161 | 0 | 0 | 0 | MAN | 0 | 0 | 0 | 0 | 0 | 0 | 5 | -5 | vcb | 0 | 0 | 0 | 1746599891 | 0 | 0 | 0 | 0 | 1 | 0 | 0 | 0 | 0 | 0 | 0 | 0 | 1 | 1 | 0 | -1 | 0 | 0 | 0 | 0 | 0 | 0 | -1 | 0 | 3 | 0 | Bus161 | 0 | 0 | 3 | 4907706 | Network Model.IntPrjfolder\Network Data.IntPrjfolder\Areas.IntArea\SANGKAPURA.ElmArea | 4905050 | 4294967294 | 0 | 0 | 0 | 12 | 1 | 6 | 12 | 20 | 0 | 0
Bus160 | Network Model.IntPrjfolder\Network Data.IntPrjfolder\Main Grid.ElmNet\Bus160.ElmTerm | 0 | Network Model.IntPrjfolder\Network Data.IntPrjfolder\Main Grid.ElmNet | 0.4 | 1 | 0 | 0 | 0.23094 | 1 | 1.05 | 0 | 0 | Network Model.IntPrjfolder\Network Data.IntPrjfolder\Areas.IntArea\SANGKAPURA.ElmArea | 0 | 0 | 0 | 1746413468 | 0 | 0 | 0 | 0 | 0 | 0 | 0 | 0 | 1 | 0 | 0 | 0 | 0 | 0 | 0 | 0 | 0 | Bus160 | ["Vertical in metal enclosure"] | -2 | 0 | 0 | 0 | 0 | 0 | 1 | 0 | 0 | 0 | 0 | 3 | 1970-01-01T00:00:00Z | 0 | 0 | Network Model.IntPrjfolder\Network Data.IntPrjfolder\Main Grid.ElmNet | Network Model.IntPrjfolder\Network Data.IntPrjfolder\Main Grid.ElmNet | 0 | Bus160 | 0 | 0 | 0 | MAN | 0 | 0 | 0 | 0 | 0 | 0 | 5 | -5 | vcb | 0 | 0 | 0 | 1746599891 | 0 | 0 | 0 | 0 | 1 | 0 | 0 | 0 | 0 | 0 | 0 | 0 | 1 | 1 | 0 | -1 | 0 | 0 | 0 | 0 | 0 | 0 | -1 | 0 | 3 | 0 | Bus160 | 0 | 0 | 3 | 4907717 | Network Model.IntPrjfolder\Network Data.IntPrjfolder\Areas.IntArea\SANGKAPURA.ElmArea | 4905050 | 4294967294 | 0 | 0 | 0 | 12 | 1 | 6 | 12 | 0.4 | 0 | 0
Bus163 | Network Model.IntPrjfolder\Network Data.IntPrjfolder\Main Grid.ElmNet\Bus163.ElmTerm | 0 | Network Model.IntPrjfolder\Network Data.IntPrjfolder\Main Grid.ElmNet | 20 | 0 | 0 | 0 | 11.547 | 1 | 1.05 | 0 | 0 | Network Model.IntPrjfolder\Network Data.IntPrjfolder\Areas.IntArea\SANGKAPURA.ElmArea | 0 | 0 | 0 | 1746413503 | 0 | 0 | 0 | 0 | 0 | 0 | 0 | 0 | 1 | 0 | 0 | 0 | 0 | 0 | 0 | 0 | 0 | Bus163 | ["Vertical in metal enclosure"] | -2 | 0 | 0 | 0 | 0 | 0 | 1 | 0 | 0 | 0 | 0 | 3 | 1970-01-01T00:00:00Z | 0 | 0 | Network Model.IntPrjfolder\Network Data.IntPrjfolder\Main Grid.ElmNet | Network Model.IntPrjfolder\Network Data.IntPrjfolder\Main Grid.ElmNet | 0 | Bus163 | 0 | 0 | 0 | MAN | 0 | 0 | 0 | 0 | 0 | 0 | 5 | -5 | vcb | 0 | 0 | 0 | 1746599891 | 0 | 0 | 0 | 0 | 1 | 0 | 0 | 0 | 0 | 0 | 0 | 0 | 1 | 1 | 0 | -1 | 0 | 0 | 0 | 0 | 0 | 0 | -1 | 0 | 3 | 0 | Bus163 | 0 | 0 | 3 | 4907732 | Network Model.IntPrjfolder\Network Data.IntPrjfolder\Areas.IntArea\SANGKAPURA.ElmArea | 4905050 | 4294967294 | 0 | 0 | 0 | 12 | 1 | 6 | 12 | 20 | 0 | 0
Bus165 | Network Model.IntPrjfolder\Network Data.IntPrjfolder\Main Grid.ElmNet\Bus165.ElmTerm | 0 | Network Model.IntPrjfolder\Network Data.IntPrjfolder\Main Grid.ElmNet | 20 | 0 | 0 | 0 | 11.547 | 1 | 1.05 | 0 | 0 | Network Model.IntPrjfolder\Network Data.IntPrjfolder\Areas.IntArea\SANGKAPURA.ElmArea | 0 | 0 | 0 | 1746413564 | 0 | 0 | 0 | 0 | 0 | 0 | 0 | 0 | 1 | 0 | 0 | 0 | 0 | 0 | 0 | 0 | 0 | Bus165 | ["Vertical in metal enclosure"] | -2 | 0 | 0 | 0 | 0 | 0 | 1 | 0 | 0 | 0 | 0 | 3 | 1970-01-01T00:00:00Z | 0 | 0 | Network Model.IntPrjfolder\Network Data.IntPrjfolder\Main Grid.ElmNet | Network Model.IntPrjfolder\Network Data.IntPrjfolder\Main Grid.ElmNet | 0 | Bus165 | 0 | 0 | 0 | MAN | 0 | 0 | 0 | 0 | 0 | 0 | 5 | -5 | vcb | 0 | 0 | 0 | 1746599891 | 0 | 0 | 0 | 0 | 1 | 0 | 0 | 0 | 0 | 0 | 0 | 0 | 1 | 1 | 0 | -1 | 0 | 0 | 0 | 0 | 0 | 0 | -1 | 0 | 3 | 0 | Bus165 | 0 | 0 | 3 | 4907743 | Network Model.IntPrjfolder\Network Data.IntPrjfolder\Areas.IntArea\SANGKAPURA.ElmArea | 4905050 | 4294967294 | 0 | 0 | 0 | 12 | 1 | 6 | 12 | 20 | 0 | 0
Bus167 | Network Model.IntPrjfolder\Network Data.IntPrjfolder\Main Grid.ElmNet\Bus167.ElmTerm | 0 | Network Model.IntPrjfolder\Network Data.IntPrjfolder\Main Grid.ElmNet | 20 | 0 | 0 | 0 | 11.547 | 1 | 1.05 | 0 | 0 | Network Model.IntPrjfolder\Network Data.IntPrjfolder\Areas.IntArea\SANGKAPURA.ElmArea | 0 | 0 | 0 | 1746413585 | 0 | 0 | 0 | 0 | 0 | 0 | 0 | 0 | 1 | 0 | 0 | 0 | 0 | 0 | 0 | 0 | 0 | Bus167 | ["Vertical in metal enclosure"] | -2 | 0 | 0 | 0 | 0 | 0 | 1 | 0 | 0 | 0 | 0 | 3 | 1970-01-01T00:00:00Z | 0 | 0 | Network Model.IntPrjfolder\Network Data.IntPrjfolder\Main Grid.ElmNet | Network Model.IntPrjfolder\Network Data.IntPrjfolder\Main Grid.ElmNet | 0 | Bus167 | 0 | 0 | 0 | MAN | 0 | 0 | 0 | 0 | 0 | 0 | 5 | -5 | vcb | 0 | 0 | 0 | 1746599891 | 0 | 0 | 0 | 0 | 1 | 0 | 0 | 0 | 0 | 0 | 0 | 0 | 1 | 1 | 0 | -1 | 0 | 0 | 0 | 0 | 0 | 0 | -1 | 0 | 3 | 0 | Bus167 | 0 | 0 | 3 | 4907746 | Network Model.IntPrjfolder\Network Data.IntPrjfolder\Areas.IntArea\SANGKAPURA.ElmArea | 4905050 | 4294967294 | 0 | 0 | 0 | 12 | 1 | 6 | 12 | 20 | 0 | 0
Bus164 | Network Model.IntPrjfolder\Network Data.IntPrjfolder\Main Grid.ElmNet\Bus164.ElmTerm | 0 | Network Model.IntPrjfolder\Network Data.IntPrjfolder\Main Grid.ElmNet | 0.4 | 1 | 0 | 0 | 0.23094 | 1 | 1.05 | 0 | 0 | Network Model.IntPrjfolder\Network Data.IntPrjfolder\Areas.IntArea\SANGKAPURA.ElmArea | 0 | 0 | 0 | 1746413597 | 0 | 0 | 0 | 0 | 0 | 0 | 0 | 0 | 1 | 0 | 0 | 0 | 0 | 0 | 0 | 0 | 0 | Bus164 | ["Vertical in metal enclosure"] | -2 | 0 | 0 | 0 | 0 | 0 | 1 | 0 | 0 | 0 | 0 | 3 | 1970-01-01T00:00:00Z | 0 | 0 | Network Model.IntPrjfolder\Network Data.IntPrjfolder\Main Grid.ElmNet | Network Model.IntPrjfolder\Network Data.IntPrjfolder\Main Grid.ElmNet | 0 | Bus164 | 0 | 0 | 0 | MAN | 0 | 0 | 0 | 0 | 0 | 0 | 5 | -5 | vcb | 0 | 0 | 0 | 1746599891 | 0 | 0 | 0 | 0 | 1 | 0 | 0 | 0 | 0 | 0 | 0 | 0 | 1 | 1 | 0 | -1 | 0 | 0 | 0 | 0 | 0 | 0 | -1 | 0 | 3 | 0 | Bus164 | 0 | 0 | 3 | 4907748 | Network Model.IntPrjfolder\Network Data.IntPrjfolder\Areas.IntArea\SANGKAPURA.ElmArea | 4905050 | 4294967294 | 0 | 0 | 0 | 12 | 1 | 6 | 12 | 0.4 | 0 | 0
Bus166 | Network Model.IntPrjfolder\Network Data.IntPrjfolder\Main Grid.ElmNet\Bus166.ElmTerm | 0 | Network Model.IntPrjfolder\Network Data.IntPrjfolder\Main Grid.ElmNet | 0.4 | 1 | 0 | 0 | 0.23094 | 1 | 1.05 | 0 | 0 | Network Model.IntPrjfolder\Network Data.IntPrjfolder\Areas.IntArea\SANGKAPURA.ElmArea | 0 | 0 | 0 | 1746413598 | 0 | 0 | 0 | 0 | 0 | 0 | 0 | 0 | 1 | 0 | 0 | 0 | 0 | 0 | 0 | 0 | 0 | Bus166 | ["Vertical in metal enclosure"] | -2 | 0 | 0 | 0 | 0 | 0 | 1 | 0 | 0 | 0 | 0 | 3 | 1970-01-01T00:00:00Z | 0 | 0 | Network Model.IntPrjfolder\Network Data.IntPrjfolder\Main Grid.ElmNet | Network Model.IntPrjfolder\Network Data.IntPrjfolder\Main Grid.ElmNet | 0 | Bus166 | 0 | 0 | 0 | MAN | 0 | 0 | 0 | 0 | 0 | 0 | 5 | -5 | vcb | 0 | 0 | 0 | 1746599891 | 0 | 0 | 0 | 0 | 1 | 0 | 0 | 0 | 0 | 0 | 0 | 0 | 1 | 1 | 0 | -1 | 0 | 0 | 0 | 0 | 0 | 0 | -1 | 0 | 3 | 0 | Bus166 | 0 | 0 | 3 | 4907750 | Network Model.IntPrjfolder\Network Data.IntPrjfolder\Areas.IntArea\SANGKAPURA.ElmArea | 4905050 | 4294967294 | 0 | 0 | 0 | 12 | 1 | 6 | 12 | 0.4 | 0 | 0
Bus169 | Network Model.IntPrjfolder\Network Data.IntPrjfolder\Main Grid.ElmNet\Bus169.ElmTerm | 0 | Network Model.IntPrjfolder\Network Data.IntPrjfolder\Main Grid.ElmNet | 20 | 1 | 0 | 0 | 11.547 | 1 | 1.05 | 0 | 0 | Network Model.IntPrjfolder\Network Data.IntPrjfolder\Areas.IntArea\SANGKAPURA.ElmArea | 0 | 0 | 0 | 1746413638 | 0 | 0 | 0 | 0 | 0 | 0 | 0 | 0 | 1 | 0 | 0 | 0 | 0 | 0 | 0 | 0 | 0 | Bus169 | ["Vertical in metal enclosure"] | -2 | 0 | 0 | 0 | 0 | 0 | 1 | 0 | 0 | 0 | 0 | 3 | 1970-01-01T00:00:00Z | 0 | 0 | Network Model.IntPrjfolder\Network Data.IntPrjfolder\Main Grid.ElmNet | Network Model.IntPrjfolder\Network Data.IntPrjfolder\Main Grid.ElmNet | 0 | Bus169 | 0 | 0 | 0 | MAN | 0 | 0 | 0 | 0 | 0 | 0 | 5 | -5 | vcb | 0 | 0 | 0 | 1746599891 | 0 | 0 | 0 | 0 | 1 | 0 | 0 | 0 | 0 | 0 | 0 | 0 | 1 | 1 | 0 | -1 | 0 | 0 | 0 | 0 | 0 | 0 | -1 | 0 | 3 | 0 | Bus169 | 0 | 0 | 3 | 4907752 | Network Model.IntPrjfolder\Network Data.IntPrjfolder\Areas.IntArea\SANGKAPURA.ElmArea | 4905050 | 4294967294 | 0 | 0 | 0 | 12 | 1 | 6 | 12 | 20 | 0 | 0
Bus168 | Network Model.IntPrjfolder\Network Data.IntPrjfolder\Main Grid.ElmNet\Bus168.ElmTerm | 0 | Network Model.IntPrjfolder\Network Data.IntPrjfolder\Main Grid.ElmNet | 0.4 | 1 | 0 | 0 | 0.23094 | 1 | 1.05 | 0 | 0 | Network Model.IntPrjfolder\Network Data.IntPrjfolder\Areas.IntArea\SANGKAPURA.ElmArea | 0 | 0 | 0 | 1746413638 | 0 | 0 | 0 | 0 | 0 | 0 | 0 | 0 | 1 | 0 | 0 | 0 | 0 | 0 | 0 | 0 | 0 | Bus168 | ["Vertical in metal enclosure"] | -2 | 0 | 0 | 0 | 0 | 0 | 1 | 0 | 0 | 0 | 0 | 3 | 1970-01-01T00:00:00Z | 0 | 0 | Network Model.IntPrjfolder\Network Data.IntPrjfolder\Main Grid.ElmNet | Network Model.IntPrjfolder\Network Data.IntPrjfolder\Main Grid.ElmNet | 0 | Bus168 | 0 | 0 | 0 | MAN | 0 | 0 | 0 | 0 | 0 | 0 | 5 | -5 | vcb | 0 | 0 | 0 | 1746599891 | 0 | 0 | 0 | 0 | 1 | 0 | 0 | 0 | 0 | 0 | 0 | 0 | 1 | 1 | 0 | -1 | 0 | 0 | 0 | 0 | 0 | 0 | -1 | 0 | 3 | 0 | Bus168 | 0 | 0 | 3 | 4907754 | Network Model.IntPrjfolder\Network Data.IntPrjfolder\Areas.IntArea\SANGKAPURA.ElmArea | 4905050 | 4294967294 | 0 | 0 | 0 | 12 | 1 | 6 | 12 | 0.4 | 0 | 0
Terminal(31) | Network Model.IntPrjfolder\Network Data.IntPrjfolder\Main Grid.ElmNet\Terminal(31).ElmTerm | 0 | Network Model.IntPrjfolder\Network Data.IntPrjfolder\Main Grid.ElmNet | 20 | 1 | 0 | 0 | 11.547 | 1 | 1.05 | 0 | 0 | Network Model.IntPrjfolder\Network Data.IntPrjfolder\Areas.IntArea\SANGKAPURA.ElmArea | 0 | 0 | 0 | 1746413901 | 0 | 0 | 0 | 0 | 0 | 0 | 0 | 0 | 1 | 0 | 0 | 0 | 0 | 0 | 0 | 0 | 0 | Terminal(31) | ["Vertical in metal enclosure"] | -2 | 0 | 0 | 0 | 0 | 0 | 1 | 0 | 0 | 0 | 0 | 3 | 1970-01-01T00:00:00Z | 0 | 0 | Network Model.IntPrjfolder\Network Data.IntPrjfolder\Main Grid.ElmNet | Network Model.IntPrjfolder\Network Data.IntPrjfolder\Main Grid.ElmNet | 0 | Terminal(31) | 0 | 0 | 0 | MAN | 0 | 0 | 0 | 0 | 0 | 0 | 5 | -5 | vcb | 0 | 0 | 0 | 1746599891 | 0 | 0 | 0 | 0 | 1 | 0 | 0 | 0 | 0 | 0 | 0 | 0 | 1 | 1 | 0 | -1 | 0 | 0 | 0 | 0 | 0 | 0 | -1 | 0 | 3 | 0 | Terminal(31) | 0 | 0 | 3 | 4907821 | Network Model.IntPrjfolder\Network Data.IntPrjfolder\Areas.IntArea\SANGKAPURA.ElmArea | 4905050 | 4294967294 | 0 | 0 | 0 | 12 | 1 | 6 | 12 | 20 | 0 | 0
Terminal(32) | Network Model.IntPrjfolder\Network Data.IntPrjfolder\Main Grid.ElmNet\Terminal(32).ElmTerm | 0 | Network Model.IntPrjfolder\Network Data.IntPrjfolder\Main Grid.ElmNet | 20 | 1 | 0 | 0 | 11.547 | 1 | 1.05 | 0 | 0 | Network Model.IntPrjfolder\Network Data.IntPrjfolder\Areas.IntArea\SANGKAPURA.ElmArea | 0 | 0 | 0 | 1746413903 | 0 | 0 | 0 | 0 | 0 | 0 | 0 | 0 | 1 | 0 | 0 | 0 | 0 | 0 | 0 | 0 | 0 | Terminal(32) | ["Vertical in metal enclosure"] | -2 | 0 | 0 | 0 | 0 | 0 | 1 | 0 | 0 | 0 | 0 | 3 | 1970-01-01T00:00:00Z | 0 | 0 | Network Model.IntPrjfolder\Network Data.IntPrjfolder\Main Grid.ElmNet | Network Model.IntPrjfolder\Network Data.IntPrjfolder\Main Grid.ElmNet | 0 | Terminal(32) | 0 | 0 | 0 | MAN | 0 | 0 | 0 | 0 | 0 | 0 | 5 | -5 | vcb | 0 | 0 | 0 | 1746599891 | 0 | 0 | 0 | 0 | 1 | 0 | 0 | 0 | 0 | 0 | 0 | 0 | 1 | 1 | 0 | -1 | 0 | 0 | 0 | 0 | 0 | 0 | -1 | 0 | 3 | 0 | Terminal(32) | 0 | 0 | 3 | 4907823 | Network Model.IntPrjfolder\Network Data.IntPrjfolder\Areas.IntArea\SANGKAPURA.ElmArea | 4905050 | 4294967294 | 0 | 0 | 0 | 12 | 1 | 6 | 12 | 20 | 0 | 0
Bus333 | Network Model.IntPrjfolder\Network Data.IntPrjfolder\Main Grid.ElmNet\Bus333.ElmTerm | 0 | Network Model.IntPrjfolder\Network Data.IntPrjfolder\Main Grid.ElmNet | 0.4 | 1 | 0 | 0 | 0.23094 | 1 | 1.05 | 0 | 0 | Network Model.IntPrjfolder\Network Data.IntPrjfolder\Areas.IntArea\SANGKAPURA.ElmArea | 0 | 0 | 0 | 1746413947 | 0 | 0 | 0 | 0 | 0 | 0 | 0 | 0 | 1 | 0 | 0 | 0 | 0 | 0 | 0 | 0 | 0 | Bus333 | ["Vertical in metal enclosure"] | -2 | 0 | 0 | 0 | 0 | 0 | 1 | 0 | 0 | 0 | 0 | 3 | 1970-01-01T00:00:00Z | 0 | 0 | Network Model.IntPrjfolder\Network Data.IntPrjfolder\Main Grid.ElmNet | Network Model.IntPrjfolder\Network Data.IntPrjfolder\Main Grid.ElmNet | 0 | Bus333 | 0 | 0 | 0 | MAN | 0 | 0 | 0 | 0 | 0 | 0 | 5 | -5 | vcb | 0 | 0 | 0 | 1746599891 | 0 | 0 | 0 | 0 | 1 | 0 | 0 | 0 | 0 | 0 | 0 | 0 | 1 | 1 | 0 | -1 | 0 | 0 | 0 | 0 | 0 | 0 | -1 | 0 | 3 | 0 | Bus333 | 0 | 0 | 3 | 4907839 | Network Model.IntPrjfolder\Network Data.IntPrjfolder\Areas.IntArea\SANGKAPURA.ElmArea | 4905050 | 4294967294 | 0 | 0 | 0 | 12 | 1 | 6 | 12 | 0.4 | 0 | 0
Bus162 | Network Model.IntPrjfolder\Network Data.IntPrjfolder\Main Grid.ElmNet\Bus162.ElmTerm | 0 | Network Model.IntPrjfolder\Network Data.IntPrjfolder\Main Grid.ElmNet | 0.4 | 1 | 0 | 0 | 0.23094 | 1 | 1.05 | 0 | 0 | Network Model.IntPrjfolder\Network Data.IntPrjfolder\Areas.IntArea\SANGKAPURA.ElmArea | 0 | 0 | 0 | 1746413948 | 0 | 0 | 0 | 0 | 0 | 0 | 0 | 0 | 1 | 0 | 0 | 0 | 0 | 0 | 0 | 0 | 0 | Bus162 | ["Vertical in metal enclosure"] | -2 | 0 | 0 | 0 | 0 | 0 | 1 | 0 | 0 | 0 | 0 | 3 | 1970-01-01T00:00:00Z | 0 | 0 | Network Model.IntPrjfolder\Network Data.IntPrjfolder\Main Grid.ElmNet | Network Model.IntPrjfolder\Network Data.IntPrjfolder\Main Grid.ElmNet | 0 | Bus162 | 0 | 0 | 0 | MAN | 0 | 0 | 0 | 0 | 0 | 0 | 5 | -5 | vcb | 0 | 0 | 0 | 1746599891 | 0 | 0 | 0 | 0 | 1 | 0 | 0 | 0 | 0 | 0 | 0 | 0 | 1 | 1 | 0 | -1 | 0 | 0 | 0 | 0 | 0 | 0 | -1 | 0 | 3 | 0 | Bus162 | 0 | 0 | 3 | 4907841 | Network Model.IntPrjfolder\Network Data.IntPrjfolder\Areas.IntArea\SANGKAPURA.ElmArea | 4905050 | 4294967294 | 0 | 0 | 0 | 12 | 1 | 6 | 12 | 0.4 | 0 | 0
Terminal(33) | Network Model.IntPrjfolder\Network Data.IntPrjfolder\Main Grid.ElmNet\Terminal(33).ElmTerm | 0 | Network Model.IntPrjfolder\Network Data.IntPrjfolder\Main Grid.ElmNet | 20 | 1 | 0 | 0 | 11.547 | 1 | 1.05 | 0 | 0 | Network Model.IntPrjfolder\Network Data.IntPrjfolder\Areas.IntArea\SANGKAPURA.ElmArea | 0 | 0 | 0 | 1746414073 | 0 | 0 | 0 | 0 | 0 | 0 | 0 | 0 | 1 | 0 | 0 | 0 | 0 | 0 | 0 | 0 | 0 | Terminal(33) | ["Vertical in metal enclosure"] | -2 | 0 | 0 | 0 | 0 | 0 | 1 | 0 | 0 | 0 | 0 | 3 | 1970-01-01T00:00:00Z | 0 | 0 | Network Model.IntPrjfolder\Network Data.IntPrjfolder\Main Grid.ElmNet | Network Model.IntPrjfolder\Network Data.IntPrjfolder\Main Grid.ElmNet | 0 | Terminal(33) | 0 | 0 | 0 | MAN | 0 | 0 | 0 | 0 | 0 | 0 | 5 | -5 | vcb | 0 | 0 | 0 | 1746599891 | 0 | 0 | 0 | 0 | 1 | 0 | 0 | 0 | 0 | 0 | 0 | 0 | 1 | 1 | 0 | -1 | 0 | 0 | 0 | 0 | 0 | 0 | -1 | 0 | 3 | 0 | Terminal(33) | 0 | 0 | 3 | 4907868 | Network Model.IntPrjfolder\Network Data.IntPrjfolder\Areas.IntArea\SANGKAPURA.ElmArea | 4905050 | 4294967294 | 0 | 0 | 0 | 12 | 1 | 6 | 12 | 20 | 0 | 0
Bus334 | Network Model.IntPrjfolder\Network Data.IntPrjfolder\Main Grid.ElmNet\Bus334.ElmTerm | 0 | Network Model.IntPrjfolder\Network Data.IntPrjfolder\Main Grid.ElmNet | 20 | 1 | 0 | 0 | 11.547 | 1 | 1.05 | 0 | 0 | Network Model.IntPrjfolder\Network Data.IntPrjfolder\Areas.IntArea\SANGKAPURA.ElmArea | 0 | 0 | 0 | 1746414115 | 0 | 0 | 0 | 0 | 0 | 0 | 0 | 0 | 1 | 0 | 0 | 0 | 0 | 0 | 0 | 0 | 0 | Bus334 | ["Vertical in metal enclosure"] | -2 | 0 | 0 | 0 | 0 | 0 | 1 | 0 | 0 | 0 | 0 | 3 | 1970-01-01T00:00:00Z | 0 | 0 | Network Model.IntPrjfolder\Network Data.IntPrjfolder\Main Grid.ElmNet | Network Model.IntPrjfolder\Network Data.IntPrjfolder\Main Grid.ElmNet | 0 | Bus334 | 0 | 0 | 0 | MAN | 0 | 0 | 0 | 0 | 0 | 0 | 5 | -5 | vcb | 0 | 0 | 0 | 1746599891 | 0 | 0 | 0 | 0 | 1 | 0 | 0 | 0 | 0 | 0 | 0 | 0 | 1 | 1 | 0 | -1 | 0 | 0 | 0 | 0 | 0 | 0 | -1 | 0 | 3 | 0 | Bus334 | 0 | 0 | 3 | 4907878 | Network Model.IntPrjfolder\Network Data.IntPrjfolder\Areas.IntArea\SANGKAPURA.ElmArea | 4905050 | 4294967294 | 0 | 0 | 0 | 12 | 1 | 6 | 12 | 20 | 0 | 0
Bus171 | Network Model.IntPrjfolder\Network Data.IntPrjfolder\Main Grid.ElmNet\Bus171.ElmTerm | 0 | Network Model.IntPrjfolder\Network Data.IntPrjfolder\Main Grid.ElmNet | 20 | 0 | 0 | 0 | 11.547 | 1 | 1.05 | 0 | 0 | Network Model.IntPrjfolder\Network Data.IntPrjfolder\Areas.IntArea\SANGKAPURA.ElmArea | 0 | 0 | 0 | 1746414169 | 0 | 0 | 0 | 0 | 0 | 0 | 0 | 0 | 1 | 0 | 0 | 0 | 0 | 0 | 0 | 0 | 0 | Bus171 | ["Vertical in metal enclosure"] | -2 | 0 | 0 | 0 | 0 | 0 | 1 | 0 | 0 | 0 | 0 | 3 | 1970-01-01T00:00:00Z | 0 | 0 | Network Model.IntPrjfolder\Network Data.IntPrjfolder\Main Grid.ElmNet | Network Model.IntPrjfolder\Network Data.IntPrjfolder\Main Grid.ElmNet | 0 | Bus171 | 0 | 0 | 0 | MAN | 0 | 0 | 0 | 0 | 0 | 0 | 5 | -5 | vcb | 0 | 0 | 0 | 1746599891 | 0 | 0 | 0 | 0 | 1 | 0 | 0 | 0 | 0 | 0 | 0 | 0 | 1 | 1 | 0 | -1 | 0 | 0 | 0 | 0 | 0 | 0 | -1 | 0 | 3 | 0 | Bus171 | 0 | 0 | 3 | 4907887 | Network Model.IntPrjfolder\Network Data.IntPrjfolder\Areas.IntArea\SANGKAPURA.ElmArea | 4905050 | 4294967294 | 0 | 0 | 0 | 12 | 1 | 6 | 12 | 20 | 0 | 0
Bus170 | Network Model.IntPrjfolder\Network Data.IntPrjfolder\Main Grid.ElmNet\Bus170.ElmTerm | 0 | Network Model.IntPrjfolder\Network Data.IntPrjfolder\Main Grid.ElmNet | 0.4 | 1 | 0 | 0 | 0.23094 | 1 | 1.05 | 0 | 0 | Network Model.IntPrjfolder\Network Data.IntPrjfolder\Areas.IntArea\SANGKAPURA.ElmArea | 0 | 0 | 0 | 1746414214 | 0 | 0 | 0 | 0 | 0 | 0 | 0 | 0 | 1 | 0 | 0 | 0 | 0 | 0 | 0 | 0 | 0 | Bus170 | ["Vertical in metal enclosure"] | -2 | 0 | 0 | 0 | 0 | 0 | 1 | 0 | 0 | 0 | 0 | 3 | 1970-01-01T00:00:00Z | 0 | 0 | Network Model.IntPrjfolder\Network Data.IntPrjfolder\Main Grid.ElmNet | Network Model.IntPrjfolder\Network Data.IntPrjfolder\Main Grid.ElmNet | 0 | Bus170 | 0 | 0 | 0 | MAN | 0 | 0 | 0 | 0 | 0 | 0 | 5 | -5 | vcb | 0 | 0 | 0 | 1746599906 | 0 | 0 | 0 | 0 | 1 | 0 | 0 | 0 | 0 | 0 | 0 | 0 | 1 | 1 | 0 | -1 | 0 | 0 | 0 | 0 | 0 | 0 | -1 | 0 | 3 | 0 | Bus170 | 0 | 0 | 3 | 4907898 | Network Model.IntPrjfolder\Network Data.IntPrjfolder\Areas.IntArea\SANGKAPURA.ElmArea | 4905050 | 4294967294 | 0 | 0 | 0 | 12 | 1 | 6 | 12 | 0.4 | 0 | 0
Bus173 | Network Model.IntPrjfolder\Network Data.IntPrjfolder\Main Grid.ElmNet\Bus173.ElmTerm | 0 | Network Model.IntPrjfolder\Network Data.IntPrjfolder\Main Grid.ElmNet | 20 | 0 | 0 | 0 | 11.547 | 1 | 1.05 | 0 | 0 | Network Model.IntPrjfolder\Network Data.IntPrjfolder\Areas.IntArea\SANGKAPURA.ElmArea | 0 | 0 | 0 | 1746414254 | 0 | 0 | 0 | 0 | 0 | 0 | 0 | 0 | 1 | 0 | 0 | 0 | 0 | 0 | 0 | 0 | 0 | Bus173 | ["Vertical in metal enclosure"] | -2 | 0 | 0 | 0 | 0 | 0 | 1 | 0 | 0 | 0 | 0 | 3 | 1970-01-01T00:00:00Z | 0 | 0 | Network Model.IntPrjfolder\Network Data.IntPrjfolder\Main Grid.ElmNet | Network Model.IntPrjfolder\Network Data.IntPrjfolder\Main Grid.ElmNet | 0 | Bus173 | 0 | 0 | 0 | MAN | 0 | 0 | 0 | 0 | 0 | 0 | 5 | -5 | vcb | 0 | 0 | 0 | 1746599906 | 0 | 0 | 0 | 0 | 1 | 0 | 0 | 0 | 0 | 0 | 0 | 0 | 1 | 1 | 0 | -1 | 0 | 0 | 0 | 0 | 0 | 0 | -1 | 0 | 3 | 0 | Bus173 | 0 | 0 | 3 | 4907913 | Network Model.IntPrjfolder\Network Data.IntPrjfolder\Areas.IntArea\SANGKAPURA.ElmArea | 4905050 | 4294967294 | 0 | 0 | 0 | 12 | 1 | 6 | 12 | 20 | 0 | 0
Terminal(34) | Network Model.IntPrjfolder\Network Data.IntPrjfolder\Main Grid.ElmNet\Terminal(34).ElmTerm | 0 | Network Model.IntPrjfolder\Network Data.IntPrjfolder\Main Grid.ElmNet | 0.4 | 1 | 0 | 0 | 0.23094 | 1 | 1.05 | 0 | 0 | Network Model.IntPrjfolder\Network Data.IntPrjfolder\Areas.IntArea\SANGKAPURA.ElmArea | 0 | 0 | 0 | 1746414289 | 0 | 0 | 0 | 0 | 0 | 0 | 0 | 0 | 1 | 0 | 0 | 0 | 0 | 0 | 0 | 0 | 0 | Terminal(34) | ["Vertical in metal enclosure"] | -2 | 0 | 0 | 0 | 0 | 0 | 1 | 0 | 0 | 0 | 0 | 3 | 1970-01-01T00:00:00Z | 0 | 0 | Network Model.IntPrjfolder\Network Data.IntPrjfolder\Main Grid.ElmNet | Network Model.IntPrjfolder\Network Data.IntPrjfolder\Main Grid.ElmNet | 0 | Terminal(34) | 0 | 0 | 0 | MAN | 0 | 0 | 0 | 0 | 0 | 0 | 5 | -5 | vcb | 0 | 0 | 0 | 1746599906 | 0 | 0 | 0 | 0 | 1 | 0 | 0 | 0 | 0 | 0 | 0 | 0 | 1 | 1 | 0 | -1 | 0 | 0 | 0 | 0 | 0 | 0 | -1 | 0 | 3 | 0 | Terminal(34) | 0 | 0 | 3 | 4907924 | Network Model.IntPrjfolder\Network Data.IntPrjfolder\Areas.IntArea\SANGKAPURA.ElmArea | 4905050 | 4294967294 | 0 | 0 | 0 | 12 | 1 | 6 | 12 | 0.4 | 0 | 0
Bus175 | Network Model.IntPrjfolder\Network Data.IntPrjfolder\Main Grid.ElmNet\Bus175.ElmTerm | 0 | Network Model.IntPrjfolder\Network Data.IntPrjfolder\Main Grid.ElmNet | 20 | 0 | 0 | 0 | 11.547 | 1 | 1.05 | 0 | 0 | Network Model.IntPrjfolder\Network Data.IntPrjfolder\Areas.IntArea\SANGKAPURA.ElmArea | 0 | 0 | 0 | 1746414398 | 0 | 0 | 0 | 0 | 0 | 0 | 0 | 0 | 1 | 0 | 0 | 0 | 0 | 0 | 0 | 0 | 0 | Bus175 | ["Vertical in metal enclosure"] | -2 | 0 | 0 | 0 | 0 | 0 | 1 | 0 | 0 | 0 | 0 | 3 | 1970-01-01T00:00:00Z | 0 | 0 | Network Model.IntPrjfolder\Network Data.IntPrjfolder\Main Grid.ElmNet | Network Model.IntPrjfolder\Network Data.IntPrjfolder\Main Grid.ElmNet | 0 | Bus175 | 0 | 0 | 0 | MAN | 0 | 0 | 0 | 0 | 0 | 0 | 5 | -5 | vcb | 0 | 0 | 0 | 1746599906 | 0 | 0 | 0 | 0 | 1 | 0 | 0 | 0 | 0 | 0 | 0 | 0 | 1 | 1 | 0 | -1 | 0 | 0 | 0 | 0 | 0 | 0 | -1 | 0 | 3 | 0 | Bus175 | 0 | 0 | 3 | 4907948 | Network Model.IntPrjfolder\Network Data.IntPrjfolder\Areas.IntArea\SANGKAPURA.ElmArea | 4905050 | 4294967294 | 0 | 0 | 0 | 12 | 1 | 6 | 12 | 20 | 0 | 0
Bus174 | Network Model.IntPrjfolder\Network Data.IntPrjfolder\Main Grid.ElmNet\Bus174.ElmTerm | 0 | Network Model.IntPrjfolder\Network Data.IntPrjfolder\Main Grid.ElmNet | 0.4 | 1 | 0 | 0 | 0.23094 | 1 | 1.05 | 0 | 0 | Network Model.IntPrjfolder\Network Data.IntPrjfolder\Areas.IntArea\SANGKAPURA.ElmArea | 0 | 0 | 0 | 1746414436 | 0 | 0 | 0 | 0 | 0 | 0 | 0 | 0 | 1 | 0 | 0 | 0 | 0 | 0 | 0 | 0 | 0 | Bus174 | ["Vertical in metal enclosure"] | -2 | 0 | 0 | 0 | 0 | 0 | 1 | 0 | 0 | 0 | 0 | 3 | 1970-01-01T00:00:00Z | 0 | 0 | Network Model.IntPrjfolder\Network Data.IntPrjfolder\Main Grid.ElmNet | Network Model.IntPrjfolder\Network Data.IntPrjfolder\Main Grid.ElmNet | 0 | Bus174 | 0 | 0 | 0 | MAN | 0 | 0 | 0 | 0 | 0 | 0 | 5 | -5 | vcb | 0 | 0 | 0 | 1746599906 | 0 | 0 | 0 | 0 | 1 | 0 | 0 | 0 | 0 | 0 | 0 | 0 | 1 | 1 | 0 | -1 | 0 | 0 | 0 | 0 | 0 | 0 | -1 | 0 | 3 | 0 | Bus174 | 0 | 0 | 3 | 4907958 | Network Model.IntPrjfolder\Network Data.IntPrjfolder\Areas.IntArea\SANGKAPURA.ElmArea | 4905050 | 4294967294 | 0 | 0 | 0 | 12 | 1 | 6 | 12 | 0.4 | 0 | 0
Bus177 | Network Model.IntPrjfolder\Network Data.IntPrjfolder\Main Grid.ElmNet\Bus177.ElmTerm | 0 | Network Model.IntPrjfolder\Network Data.IntPrjfolder\Main Grid.ElmNet | 20 | 0 | 0 | 0 | 11.547 | 1 | 1.05 | 0 | 0 | Network Model.IntPrjfolder\Network Data.IntPrjfolder\Areas.IntArea\SANGKAPURA.ElmArea | 0 | 0 | 0 | 1746414473 | 0 | 0 | 0 | 0 | 0 | 0 | 0 | 0 | 1 | 0 | 0 | 0 | 0 | 0 | 0 | 0 | 0 | Bus177 | ["Vertical in metal enclosure"] | -2 | 0 | 0 | 0 | 0 | 0 | 1 | 0 | 0 | 0 | 0 | 3 | 1970-01-01T00:00:00Z | 0 | 0 | Network Model.IntPrjfolder\Network Data.IntPrjfolder\Main Grid.ElmNet | Network Model.IntPrjfolder\Network Data.IntPrjfolder\Main Grid.ElmNet | 0 | Bus177 | 0 | 0 | 0 | MAN | 0 | 0 | 0 | 0 | 0 | 0 | 5 | -5 | vcb | 0 | 0 | 0 | 1746599906 | 0 | 0 | 0 | 0 | 1 | 0 | 0 | 0 | 0 | 0 | 0 | 0 | 1 | 1 | 0 | -1 | 0 | 0 | 0 | 0 | 0 | 0 | -1 | 0 | 3 | 0 | Bus177 | 0 | 0 | 3 | 4907973 | Network Model.IntPrjfolder\Network Data.IntPrjfolder\Areas.IntArea\SANGKAPURA.ElmArea | 4905050 | 4294967294 | 0 | 0 | 0 | 12 | 1 | 6 | 12 | 20 | 0 | 0
Bus335 | Network Model.IntPrjfolder\Network Data.IntPrjfolder\Main Grid.ElmNet\Bus335.ElmTerm | 0 | Network Model.IntPrjfolder\Network Data.IntPrjfolder\Main Grid.ElmNet | 20 | 1 | 0 | 0 | 11.547 | 1 | 1.05 | 0 | 0 | Network Model.IntPrjfolder\Network Data.IntPrjfolder\Areas.IntArea\SANGKAPURA.ElmArea | 0 | 0 | 0 | 1746414787 | 0 | 0 | 0 | 0 | 0 | 0 | 0 | 0 | 1 | 0 | 0 | 0 | 0 | 0 | 0 | 0 | 0 | Bus335 | ["Vertical in metal enclosure"] | -2 | 0 | 0 | 0 | 0 | 0 | 1 | 0 | 0 | 0 | 0 | 3 | 1970-01-01T00:00:00Z | 0 | 0 | Network Model.IntPrjfolder\Network Data.IntPrjfolder\Main Grid.ElmNet | Network Model.IntPrjfolder\Network Data.IntPrjfolder\Main Grid.ElmNet | 0 | Bus335 | 0 | 0 | 0 | MAN | 0 | 0 | 0 | 0 | 0 | 0 | 5 | -5 | vcb | 0 | 0 | 0 | 1746599906 | 0 | 0 | 0 | 0 | 1 | 0 | 0 | 0 | 0 | 0 | 0 | 0 | 1 | 1 | 0 | -1 | 0 | 0 | 0 | 0 | 0 | 0 | -1 | 0 | 3 | 0 | Bus335 | 0 | 0 | 3 | 4907984 | Network Model.IntPrjfolder\Network Data.IntPrjfolder\Areas.IntArea\SANGKAPURA.ElmArea | 4905050 | 4294967294 | 0 | 0 | 0 | 12 | 1 | 6 | 12 | 20 | 0 | 0
Bus176 | Network Model.IntPrjfolder\Network Data.IntPrjfolder\Main Grid.ElmNet\Bus176.ElmTerm | 0 | Network Model.IntPrjfolder\Network Data.IntPrjfolder\Main Grid.ElmNet | 0.4 | 1 | 0 | 0 | 0.23094 | 1 | 1.05 | 0 | 0 | Network Model.IntPrjfolder\Network Data.IntPrjfolder\Areas.IntArea\SANGKAPURA.ElmArea | 0 | 0 | 0 | 1746414820 | 0 | 0 | 0 | 0 | 0 | 0 | 0 | 0 | 1 | 0 | 0 | 0 | 0 | 0 | 0 | 0 | 0 | Bus176 | ["Vertical in metal enclosure"] | -2 | 0 | 0 | 0 | 0 | 0 | 1 | 0 | 0 | 0 | 0 | 3 | 1970-01-01T00:00:00Z | 0 | 0 | Network Model.IntPrjfolder\Network Data.IntPrjfolder\Main Grid.ElmNet | Network Model.IntPrjfolder\Network Data.IntPrjfolder\Main Grid.ElmNet | 0 | Bus176 | 0 | 0 | 0 | MAN | 0 | 0 | 0 | 0 | 0 | 0 | 5 | -5 | vcb | 0 | 0 | 0 | 1746599906 | 0 | 0 | 0 | 0 | 1 | 0 | 0 | 0 | 0 | 0 | 0 | 0 | 1 | 1 | 0 | -1 | 0 | 0 | 0 | 0 | 0 | 0 | -1 | 0 | 3 | 0 | Bus176 | 0 | 0 | 3 | 4907994 | Network Model.IntPrjfolder\Network Data.IntPrjfolder\Areas.IntArea\SANGKAPURA.ElmArea | 4905050 | 4294967294 | 0 | 0 | 0 | 12 | 1 | 6 | 12 | 0.4 | 0 | 0
Terminal(35) | Network Model.IntPrjfolder\Network Data.IntPrjfolder\Main Grid.ElmNet\Terminal(35).ElmTerm | 0 | Network Model.IntPrjfolder\Network Data.IntPrjfolder\Main Grid.ElmNet | 20 | 1 | 0 | 0 | 11.547 | 1 | 1.05 | 0 | 0 | Network Model.IntPrjfolder\Network Data.IntPrjfolder\Areas.IntArea\SANGKAPURA.ElmArea | 0 | 0 | 0 | 1746414863 | 0 | 0 | 0 | 0 | 0 | 0 | 0 | 0 | 1 | 0 | 0 | 0 | 0 | 0 | 0 | 0 | 0 | Terminal(35) | ["Vertical in metal enclosure"] | -2 | 0 | 0 | 0 | 0 | 0 | 1 | 0 | 0 | 0 | 0 | 3 | 1970-01-01T00:00:00Z | 0 | 0 | Network Model.IntPrjfolder\Network Data.IntPrjfolder\Main Grid.ElmNet | Network Model.IntPrjfolder\Network Data.IntPrjfolder\Main Grid.ElmNet | 0 | Terminal(35) | 0 | 0 | 0 | MAN | 0 | 0 | 0 | 0 | 0 | 0 | 5 | -5 | vcb | 0 | 0 | 0 | 1746599906 | 0 | 0 | 0 | 0 | 1 | 0 | 0 | 0 | 0 | 0 | 0 | 0 | 1 | 1 | 0 | -1 | 0 | 0 | 0 | 0 | 0 | 0 | -1 | 0 | 3 | 0 | Terminal(35) | 0 | 0 | 3 | 4908008 | Network Model.IntPrjfolder\Network Data.IntPrjfolder\Areas.IntArea\SANGKAPURA.ElmArea | 4905050 | 4294967294 | 0 | 0 | 0 | 12 | 1 | 6 | 12 | 20 | 0 | 0
Bus336 | Network Model.IntPrjfolder\Network Data.IntPrjfolder\Main Grid.ElmNet\Bus336.ElmTerm | 0 | Network Model.IntPrjfolder\Network Data.IntPrjfolder\Main Grid.ElmNet | 20 | 1 | 0 | 0 | 11.547 | 1 | 1.05 | 0 | 0 | Network Model.IntPrjfolder\Network Data.IntPrjfolder\Areas.IntArea\SANGKAPURA.ElmArea | 0 | 0 | 0 | 1746414893 | 0 | 0 | 0 | 0 | 0 | 0 | 0 | 0 | 1 | 0 | 0 | 0 | 0 | 0 | 0 | 0 | 0 | Bus336 | ["Vertical in metal enclosure"] | -2 | 0 | 0 | 0 | 0 | 0 | 1 | 0 | 0 | 0 | 0 | 3 | 1970-01-01T00:00:00Z | 0 | 0 | Network Model.IntPrjfolder\Network Data.IntPrjfolder\Main Grid.ElmNet | Network Model.IntPrjfolder\Network Data.IntPrjfolder\Main Grid.ElmNet | 0 | Bus336 | 0 | 0 | 0 | MAN | 0 | 0 | 0 | 0 | 0 | 0 | 5 | -5 | vcb | 0 | 0 | 0 | 1746599906 | 0 | 0 | 0 | 0 | 1 | 0 | 0 | 0 | 0 | 0 | 0 | 0 | 1 | 1 | 0 | -1 | 0 | 0 | 0 | 0 | 0 | 0 | -1 | 0 | 3 | 0 | Bus336 | 0 | 0 | 3 | 4908018 | Network Model.IntPrjfolder\Network Data.IntPrjfolder\Areas.IntArea\SANGKAPURA.ElmArea | 4905050 | 4294967294 | 0 | 0 | 0 | 12 | 1 | 6 | 12 | 20 | 0 | 0
Bus179 | Network Model.IntPrjfolder\Network Data.IntPrjfolder\Main Grid.ElmNet\Bus179.ElmTerm | 0 | Network Model.IntPrjfolder\Network Data.IntPrjfolder\Main Grid.ElmNet | 20 | 0 | 0 | 0 | 11.547 | 1 | 1.05 | 0 | 0 | Network Model.IntPrjfolder\Network Data.IntPrjfolder\Areas.IntArea\SANGKAPURA.ElmArea | 0 | 0 | 0 | 1746414912 | 0 | 0 | 0 | 0 | 0 | 0 | 0 | 0 | 1 | 0 | 0 | 0 | 0 | 0 | 0 | 0 | 0 | Bus179 | ["Vertical in metal enclosure"] | -2 | 0 | 0 | 0 | 0 | 0 | 1 | 0 | 0 | 0 | 0 | 3 | 1970-01-01T00:00:00Z | 0 | 0 | Network Model.IntPrjfolder\Network Data.IntPrjfolder\Main Grid.ElmNet | Network Model.IntPrjfolder\Network Data.IntPrjfolder\Main Grid.ElmNet | 0 | Bus179 | 0 | 0 | 0 | MAN | 0 | 0 | 0 | 0 | 0 | 0 | 5 | -5 | vcb | 0 | 0 | 0 | 1746599906 | 0 | 0 | 0 | 0 | 1 | 0 | 0 | 0 | 0 | 0 | 0 | 0 | 1 | 1 | 0 | -1 | 0 | 0 | 0 | 0 | 0 | 0 | -1 | 0 | 3 | 0 | Bus179 | 0 | 0 | 3 | 4908027 | Network Model.IntPrjfolder\Network Data.IntPrjfolder\Areas.IntArea\SANGKAPURA.ElmArea | 4905050 | 4294967294 | 0 | 0 | 0 | 12 | 1 | 6 | 12 | 20 | 0 | 0
Bus178 | Network Model.IntPrjfolder\Network Data.IntPrjfolder\Main Grid.ElmNet\Bus178.ElmTerm | 0 | Network Model.IntPrjfolder\Network Data.IntPrjfolder\Main Grid.ElmNet | 0.4 | 1 | 0 | 0 | 0.23094 | 1 | 1.05 | 0 | 0 | Network Model.IntPrjfolder\Network Data.IntPrjfolder\Areas.IntArea\SANGKAPURA.ElmArea | 0 | 0 | 0 | 1746414984 | 0 | 0 | 0 | 0 | 0 | 0 | 0 | 0 | 1 | 0 | 0 | 0 | 0 | 0 | 0 | 0 | 0 | Bus178 | ["Vertical in metal enclosure"] | -2 | 0 | 0 | 0 | 0 | 0 | 1 | 0 | 0 | 0 | 0 | 3 | 1970-01-01T00:00:00Z | 0 | 0 | Network Model.IntPrjfolder\Network Data.IntPrjfolder\Main Grid.ElmNet | Network Model.IntPrjfolder\Network Data.IntPrjfolder\Main Grid.ElmNet | 0 | Bus178 | 0 | 0 | 0 | MAN | 0 | 0 | 0 | 0 | 0 | 0 | 5 | -5 | vcb | 0 | 0 | 0 | 1746599906 | 0 | 0 | 0 | 0 | 1 | 0 | 0 | 0 | 0 | 0 | 0 | 0 | 1 | 1 | 0 | -1 | 0 | 0 | 0 | 0 | 0 | 0 | -1 | 0 | 3 | 0 | Bus178 | 0 | 0 | 3 | 4908037 | Network Model.IntPrjfolder\Network Data.IntPrjfolder\Areas.IntArea\SANGKAPURA.ElmArea | 4905050 | 4294967294 | 0 | 0 | 0 | 12 | 1 | 6 | 12 | 0.4 | 0 | 0
Bus181 | Network Model.IntPrjfolder\Network Data.IntPrjfolder\Main Grid.ElmNet\Bus181.ElmTerm | 0 | Network Model.IntPrjfolder\Network Data.IntPrjfolder\Main Grid.ElmNet | 20 | 0 | 0 | 0 | 11.547 | 1 | 1.05 | 0 | 0 | Network Model.IntPrjfolder\Network Data.IntPrjfolder\Areas.IntArea\SANGKAPURA.ElmArea | 0 | 0 | 0 | 1746415020 | 0 | 0 | 0 | 0 | 0 | 0 | 0 | 0 | 1 | 0 | 0 | 0 | 0 | 0 | 0 | 0 | 0 | Bus181 | ["Vertical in metal enclosure"] | -2 | 0 | 0 | 0 | 0 | 0 | 1 | 0 | 0 | 0 | 0 | 3 | 1970-01-01T00:00:00Z | 0 | 0 | Network Model.IntPrjfolder\Network Data.IntPrjfolder\Main Grid.ElmNet | Network Model.IntPrjfolder\Network Data.IntPrjfolder\Main Grid.ElmNet | 0 | Bus181 | 0 | 0 | 0 | MAN | 0 | 0 | 0 | 0 | 0 | 0 | 5 | -5 | vcb | 0 | 0 | 0 | 1746599906 | 0 | 0 | 0 | 0 | 1 | 0 | 0 | 0 | 0 | 0 | 0 | 0 | 1 | 1 | 0 | -1 | 0 | 0 | 0 | 0 | 0 | 0 | -1 | 0 | 3 | 0 | Bus181 | 0 | 0 | 3 | 4908052 | Network Model.IntPrjfolder\Network Data.IntPrjfolder\Areas.IntArea\SANGKAPURA.ElmArea | 4905050 | 4294967294 | 0 | 0 | 0 | 12 | 1 | 6 | 12 | 20 | 0 | 0
Bus180 | Network Model.IntPrjfolder\Network Data.IntPrjfolder\Main Grid.ElmNet\Bus180.ElmTerm | 0 | Network Model.IntPrjfolder\Network Data.IntPrjfolder\Main Grid.ElmNet | 0.4 | 1 | 0 | 0 | 0.23094 | 1 | 1.05 | 0 | 0 | Network Model.IntPrjfolder\Network Data.IntPrjfolder\Areas.IntArea\SANGKAPURA.ElmArea | 0 | 0 | 0 | 1746415137 | 0 | 0 | 0 | 0 | 0 | 0 | 0 | 0 | 1 | 0 | 0 | 0 | 0 | 0 | 0 | 0 | 0 | Bus180 | ["Vertical in metal enclosure"] | -2 | 0 | 0 | 0 | 0 | 0 | 1 | 0 | 0 | 0 | 0 | 3 | 1970-01-01T00:00:00Z | 0 | 0 | Network Model.IntPrjfolder\Network Data.IntPrjfolder\Main Grid.ElmNet | Network Model.IntPrjfolder\Network Data.IntPrjfolder\Main Grid.ElmNet | 0 | Bus180 | 0 | 0 | 0 | MAN | 0 | 0 | 0 | 0 | 0 | 0 | 5 | -5 | vcb | 0 | 0 | 0 | 1746599906 | 0 | 0 | 0 | 0 | 1 | 0 | 0 | 0 | 0 | 0 | 0 | 0 | 1 | 1 | 0 | -1 | 0 | 0 | 0 | 0 | 0 | 0 | -1 | 0 | 3 | 0 | Bus180 | 0 | 0 | 3 | 4908063 | Network Model.IntPrjfolder\Network Data.IntPrjfolder\Areas.IntArea\SANGKAPURA.ElmArea | 4905050 | 4294967294 | 0 | 0 | 0 | 12 | 1 | 6 | 12 | 0.4 | 0 | 0
Terminal(36) | Network Model.IntPrjfolder\Network Data.IntPrjfolder\Main Grid.ElmNet\Terminal(36).ElmTerm | 0 | Network Model.IntPrjfolder\Network Data.IntPrjfolder\Main Grid.ElmNet | 20 | 1 | 0 | 0 | 11.547 | 1 | 1.05 | 0 | 0 | Network Model.IntPrjfolder\Network Data.IntPrjfolder\Areas.IntArea\SANGKAPURA.ElmArea | 0 | 0 | 0 | 1746415171 | 0 | 0 | 0 | 0 | 0 | 0 | 0 | 0 | 1 | 0 | 0 | 0 | 0 | 0 | 0 | 0 | 0 | Terminal(36) | ["Vertical in metal enclosure"] | -2 | 0 | 0 | 0 | 0 | 0 | 1 | 0 | 0 | 0 | 0 | 3 | 1970-01-01T00:00:00Z | 0 | 0 | Network Model.IntPrjfolder\Network Data.IntPrjfolder\Main Grid.ElmNet | Network Model.IntPrjfolder\Network Data.IntPrjfolder\Main Grid.ElmNet | 0 | Terminal(36) | 0 | 0 | 0 | MAN | 0 | 0 | 0 | 0 | 0 | 0 | 5 | -5 | vcb | 0 | 0 | 0 | 1746599906 | 0 | 0 | 0 | 0 | 1 | 0 | 0 | 0 | 0 | 0 | 0 | 0 | 1 | 1 | 0 | -1 | 0 | 0 | 0 | 0 | 0 | 0 | -1 | 0 | 3 | 0 | Terminal(36) | 0 | 0 | 3 | 4908078 | Network Model.IntPrjfolder\Network Data.IntPrjfolder\Areas.IntArea\SANGKAPURA.ElmArea | 4905050 | 4294967294 | 0 | 0 | 0 | 12 | 1 | 6 | 12 | 20 | 0 | 0
Bus337 | Network Model.IntPrjfolder\Network Data.IntPrjfolder\Main Grid.ElmNet\Bus337.ElmTerm | 0 | Network Model.IntPrjfolder\Network Data.IntPrjfolder\Main Grid.ElmNet | 20 | 1 | 0 | 0 | 11.547 | 1 | 1.05 | 0 | 0 | Network Model.IntPrjfolder\Network Data.IntPrjfolder\Areas.IntArea\SANGKAPURA.ElmArea | 0 | 0 | 0 | 1746415205 | 0 | 0 | 0 | 0 | 0 | 0 | 0 | 0 | 1 | 0 | 0 | 0 | 0 | 0 | 0 | 0 | 0 | Bus337 | ["Vertical in metal enclosure"] | -2 | 0 | 0 | 0 | 0 | 0 | 1 | 0 | 0 | 0 | 0 | 3 | 1970-01-01T00:00:00Z | 0 | 0 | Network Model.IntPrjfolder\Network Data.IntPrjfolder\Main Grid.ElmNet | Network Model.IntPrjfolder\Network Data.IntPrjfolder\Main Grid.ElmNet | 0 | Bus337 | 0 | 0 | 0 | MAN | 0 | 0 | 0 | 0 | 0 | 0 | 5 | -5 | vcb | 0 | 0 | 0 | 1746599906 | 0 | 0 | 0 | 0 | 1 | 0 | 0 | 0 | 0 | 0 | 0 | 0 | 1 | 1 | 0 | -1 | 0 | 0 | 0 | 0 | 0 | 0 | -1 | 0 | 3 | 0 | Bus337 | 0 | 0 | 3 | 4908088 | Network Model.IntPrjfolder\Network Data.IntPrjfolder\Areas.IntArea\SANGKAPURA.ElmArea | 4905050 | 4294967294 | 0 | 0 | 0 | 12 | 1 | 6 | 12 | 20 | 0 | 0
Bus183 | Network Model.IntPrjfolder\Network Data.IntPrjfolder\Main Grid.ElmNet\Bus183.ElmTerm | 0 | Network Model.IntPrjfolder\Network Data.IntPrjfolder\Main Grid.ElmNet | 20 | 0 | 0 | 0 | 11.547 | 1 | 1.05 | 0 | 0 | Network Model.IntPrjfolder\Network Data.IntPrjfolder\Areas.IntArea\SANGKAPURA.ElmArea | 0 | 0 | 0 | 1746415247 | 0 | 0 | 0 | 0 | 0 | 0 | 0 | 0 | 1 | 0 | 0 | 0 | 0 | 0 | 0 | 0 | 0 | Bus183 | ["Vertical in metal enclosure"] | -2 | 0 | 0 | 0 | 0 | 0 | 1 | 0 | 0 | 0 | 0 | 3 | 1970-01-01T00:00:00Z | 0 | 0 | Network Model.IntPrjfolder\Network Data.IntPrjfolder\Main Grid.ElmNet | Network Model.IntPrjfolder\Network Data.IntPrjfolder\Main Grid.ElmNet | 0 | Bus183 | 0 | 0 | 0 | MAN | 0 | 0 | 0 | 0 | 0 | 0 | 5 | -5 | vcb | 0 | 0 | 0 | 1746599906 | 0 | 0 | 0 | 0 | 1 | 0 | 0 | 0 | 0 | 0 | 0 | 0 | 1 | 1 | 0 | -1 | 0 | 0 | 0 | 0 | 0 | 0 | -1 | 0 | 3 | 0 | Bus183 | 0 | 0 | 3 | 4908097 | Network Model.IntPrjfolder\Network Data.IntPrjfolder\Areas.IntArea\SANGKAPURA.ElmArea | 4905050 | 4294967294 | 0 | 0 | 0 | 12 | 1 | 6 | 12 | 20 | 0 | 0
Bus182 | Network Model.IntPrjfolder\Network Data.IntPrjfolder\Main Grid.ElmNet\Bus182.ElmTerm | 0 | Network Model.IntPrjfolder\Network Data.IntPrjfolder\Main Grid.ElmNet | 0.4 | 1 | 0 | 0 | 0.23094 | 1 | 1.05 | 0 | 0 | Network Model.IntPrjfolder\Network Data.IntPrjfolder\Areas.IntArea\SANGKAPURA.ElmArea | 0 | 0 | 0 | 1746415332 | 0 | 0 | 0 | 0 | 0 | 0 | 0 | 0 | 1 | 0 | 0 | 0 | 0 | 0 | 0 | 0 | 0 | Bus182 | ["Vertical in metal enclosure"] | -2 | 0 | 0 | 0 | 0 | 0 | 1 | 0 | 0 | 0 | 0 | 3 | 1970-01-01T00:00:00Z | 0 | 0 | Network Model.IntPrjfolder\Network Data.IntPrjfolder\Main Grid.ElmNet | Network Model.IntPrjfolder\Network Data.IntPrjfolder\Main Grid.ElmNet | 0 | Bus182 | 0 | 0 | 0 | MAN | 0 | 0 | 0 | 0 | 0 | 0 | 5 | -5 | vcb | 0 | 0 | 0 | 1746599906 | 0 | 0 | 0 | 0 | 1 | 0 | 0 | 0 | 0 | 0 | 0 | 0 | 1 | 1 | 0 | -1 | 0 | 0 | 0 | 0 | 0 | 0 | -1 | 0 | 3 | 0 | Bus182 | 0 | 0 | 3 | 4908108 | Network Model.IntPrjfolder\Network Data.IntPrjfolder\Areas.IntArea\SANGKAPURA.ElmArea | 4905050 | 4294967294 | 0 | 0 | 0 | 12 | 1 | 6 | 12 | 0.4 | 0 | 0
Bus132 | Network Model.IntPrjfolder\Network Data.IntPrjfolder\Main Grid.ElmNet\Bus132.ElmTerm | 0 | Network Model.IntPrjfolder\Network Data.IntPrjfolder\Main Grid.ElmNet | 20 | 0 | 0 | 0 | 11.547 | 1 | 1.05 | 0 | 0 | Network Model.IntPrjfolder\Network Data.IntPrjfolder\Areas.IntArea\SANGKAPURA.ElmArea | 0 | 0 | 0 | 1746415378 | 0 | 0 | 0 | 0 | 0 | 0 | 0 | 0 | 1 | 0 | 0 | 0 | 0 | 0 | 0 | 0 | 0 | Bus132 | ["Vertical in metal enclosure"] | -2 | 0 | 0 | 0 | 0 | 0 | 1 | 0 | 0 | 0 | 0 | 3 | 1970-01-01T00:00:00Z | 0 | 0 | Network Model.IntPrjfolder\Network Data.IntPrjfolder\Main Grid.ElmNet | Network Model.IntPrjfolder\Network Data.IntPrjfolder\Main Grid.ElmNet | 0 | Bus132 | 0 | 0 | 0 | MAN | 0 | 0 | 0 | 0 | 0 | 0 | 5 | -5 | vcb | 0 | 0 | 0 | 1746599906 | 0 | 0 | 0 | 0 | 1 | 0 | 0 | 0 | 0 | 0 | 0 | 0 | 1 | 1 | 0 | -1 | 0 | 0 | 0 | 0 | 0 | 0 | -1 | 0 | 3 | 0 | Bus132 | 0 | 0 | 3 | 4908123 | Network Model.IntPrjfolder\Network Data.IntPrjfolder\Areas.IntArea\SANGKAPURA.ElmArea | 4905050 | 4294967294 | 0 | 0 | 0 | 12 | 1 | 6 | 12 | 20 | 0 | 0
Bus338 | Network Model.IntPrjfolder\Network Data.IntPrjfolder\Main Grid.ElmNet\Bus338.ElmTerm | 0 | Network Model.IntPrjfolder\Network Data.IntPrjfolder\Main Grid.ElmNet | 20 | 1 | 0 | 0 | 11.547 | 1 | 1.05 | 0 | 0 | Network Model.IntPrjfolder\Network Data.IntPrjfolder\Areas.IntArea\SANGKAPURA.ElmArea | 0 | 0 | 0 | 1746415397 | 0 | 0 | 0 | 0 | 0 | 0 | 0 | 0 | 1 | 0 | 0 | 0 | 0 | 0 | 0 | 0 | 0 | Bus338 | ["Vertical in metal enclosure"] | -2 | 0 | 0 | 0 | 0 | 0 | 1 | 0 | 0 | 0 | 0 | 3 | 1970-01-01T00:00:00Z | 0 | 0 | Network Model.IntPrjfolder\Network Data.IntPrjfolder\Main Grid.ElmNet | Network Model.IntPrjfolder\Network Data.IntPrjfolder\Main Grid.ElmNet | 0 | Bus338 | 0 | 0 | 0 | MAN | 0 | 0 | 0 | 0 | 0 | 0 | 5 | -5 | vcb | 0 | 0 | 0 | 1746599906 | 0 | 0 | 0 | 0 | 1 | 0 | 0 | 0 | 0 | 0 | 0 | 0 | 1 | 1 | 0 | -1 | 0 | 0 | 0 | 0 | 0 | 0 | -1 | 0 | 3 | 0 | Bus338 | 0 | 0 | 3 | 4908125 | Network Model.IntPrjfolder\Network Data.IntPrjfolder\Areas.IntArea\SANGKAPURA.ElmArea | 4905050 | 4294967294 | 0 | 0 | 0 | 12 | 1 | 6 | 12 | 20 | 0 | 0
Bus131 | Network Model.IntPrjfolder\Network Data.IntPrjfolder\Main Grid.ElmNet\Bus131.ElmTerm | 0 | Network Model.IntPrjfolder\Network Data.IntPrjfolder\Main Grid.ElmNet | 0.4 | 1 | 0 | 0 | 0.23094 | 1 | 1.05 | 0 | 0 | Network Model.IntPrjfolder\Network Data.IntPrjfolder\Areas.IntArea\SANGKAPURA.ElmArea | 0 | 0 | 0 | 1746415409 | 0 | 0 | 0 | 0 | 0 | 0 | 0 | 0 | 1 | 0 | 0 | 0 | 0 | 0 | 0 | 0 | 0 | Bus131 | ["Vertical in metal enclosure"] | -2 | 0 | 0 | 0 | 0 | 0 | 1 | 0 | 0 | 0 | 0 | 3 | 1970-01-01T00:00:00Z | 0 | 0 | Network Model.IntPrjfolder\Network Data.IntPrjfolder\Main Grid.ElmNet | Network Model.IntPrjfolder\Network Data.IntPrjfolder\Main Grid.ElmNet | 0 | Bus131 | 0 | 0 | 0 | MAN | 0 | 0 | 0 | 0 | 0 | 0 | 5 | -5 | vcb | 0 | 0 | 0 | 1746599906 | 0 | 0 | 0 | 0 | 1 | 0 | 0 | 0 | 0 | 0 | 0 | 0 | 1 | 1 | 0 | -1 | 0 | 0 | 0 | 0 | 0 | 0 | -1 | 0 | 3 | 0 | Bus131 | 0 | 0 | 3 | 4908127 | Network Model.IntPrjfolder\Network Data.IntPrjfolder\Areas.IntArea\SANGKAPURA.ElmArea | 4905050 | 4294967294 | 0 | 0 | 0 | 12 | 1 | 6 | 12 | 0.4 | 0 | 0
Bus133 | Network Model.IntPrjfolder\Network Data.IntPrjfolder\Main Grid.ElmNet\Bus133.ElmTerm | 0 | Network Model.IntPrjfolder\Network Data.IntPrjfolder\Main Grid.ElmNet | 0.4 | 1 | 0 | 0 | 0.23094 | 1 | 1.05 | 0 | 0 | Network Model.IntPrjfolder\Network Data.IntPrjfolder\Areas.IntArea\SANGKAPURA.ElmArea | 0 | 0 | 0 | 1746415410 | 0 | 0 | 0 | 0 | 0 | 0 | 0 | 0 | 1 | 0 | 0 | 0 | 0 | 0 | 0 | 0 | 0 | Bus133 | ["Vertical in metal enclosure"] | -2 | 0 | 0 | 0 | 0 | 0 | 1 | 0 | 0 | 0 | 0 | 3 | 1970-01-01T00:00:00Z | 0 | 0 | Network Model.IntPrjfolder\Network Data.IntPrjfolder\Main Grid.ElmNet | Network Model.IntPrjfolder\Network Data.IntPrjfolder\Main Grid.ElmNet | 0 | Bus133 | 0 | 0 | 0 | MAN | 0 | 0 | 0 | 0 | 0 | 0 | 5 | -5 | vcb | 0 | 0 | 0 | 1746599906 | 0 | 0 | 0 | 0 | 1 | 0 | 0 | 0 | 0 | 0 | 0 | 0 | 1 | 1 | 0 | -1 | 0 | 0 | 0 | 0 | 0 | 0 | -1 | 0 | 3 | 0 | Bus133 | 0 | 0 | 3 | 4908129 | Network Model.IntPrjfolder\Network Data.IntPrjfolder\Areas.IntArea\SANGKAPURA.ElmArea | 4905050 | 4294967294 | 0 | 0 | 0 | 12 | 1 | 6 | 12 | 0.4 | 0 | 0
Bus136 | Network Model.IntPrjfolder\Network Data.IntPrjfolder\Main Grid.ElmNet\Bus136.ElmTerm | 0 | Network Model.IntPrjfolder\Network Data.IntPrjfolder\Main Grid.ElmNet | 20 | 0 | 0 | 0 | 11.547 | 1 | 1.05 | 0 | 0 | Network Model.IntPrjfolder\Network Data.IntPrjfolder\Areas.IntArea\SANGKAPURA.ElmArea | 0 | 0 | 0 | 1746415496 | 0 | 0 | 0 | 0 | 0 | 0 | 0 | 0 | 1 | 0 | 0 | 0 | 0 | 0 | 0 | 0 | 0 | Bus136 | ["Vertical in metal enclosure"] | -2 | 0 | 0 | 0 | 0 | 0 | 1 | 0 | 0 | 0 | 0 | 3 | 1970-01-01T00:00:00Z | 0 | 0 | Network Model.IntPrjfolder\Network Data.IntPrjfolder\Main Grid.ElmNet | Network Model.IntPrjfolder\Network Data.IntPrjfolder\Main Grid.ElmNet | 0 | Bus136 | 0 | 0 | 0 | MAN | 0 | 0 | 0 | 0 | 0 | 0 | 5 | -5 | vcb | 0 | 0 | 0 | 1746599906 | 0 | 0 | 0 | 0 | 1 | 0 | 0 | 0 | 0 | 0 | 0 | 0 | 1 | 1 | 0 | -1 | 0 | 0 | 0 | 0 | 0 | 0 | -1 | 0 | 3 | 0 | Bus136 | 0 | 0 | 3 | 4908171 | Network Model.IntPrjfolder\Network Data.IntPrjfolder\Areas.IntArea\SANGKAPURA.ElmArea | 4905050 | 4294967294 | 0 | 0 | 0 | 12 | 1 | 6 | 12 | 20 | 0 | 0
Bus135 | Network Model.IntPrjfolder\Network Data.IntPrjfolder\Main Grid.ElmNet\Bus135.ElmTerm | 0 | Network Model.IntPrjfolder\Network Data.IntPrjfolder\Main Grid.ElmNet | 0.4 | 0 | 0 | 0 | 0.23094 | 1 | 1.05 | 0 | 0 | Network Model.IntPrjfolder\Network Data.IntPrjfolder\Areas.IntArea\SANGKAPURA.ElmArea | 0 | 0 | 0 | 1746415539 | 0 | 0 | 0 | 0 | 0 | 0 | 0 | 0 | 1 | 0 | 0 | 0 | 0 | 0 | 0 | 0 | 0 | Bus135 | ["Vertical in metal enclosure"] | -2 | 0 | 0 | 0 | 0 | 0 | 1 | 0 | 0 | 0 | 0 | 3 | 1970-01-01T00:00:00Z | 0 | 0 | Network Model.IntPrjfolder\Network Data.IntPrjfolder\Main Grid.ElmNet | Network Model.IntPrjfolder\Network Data.IntPrjfolder\Main Grid.ElmNet | 0 | Bus135 | 0 | 0 | 0 | MAN | 0 | 0 | 0 | 0 | 0 | 0 | 5 | -5 | vcb | 0 | 0 | 0 | 1746599906 | 0 | 0 | 0 | 0 | 1 | 0 | 0 | 0 | 0 | 0 | 0 | 0 | 1 | 1 | 0 | -1 | 0 | 0 | 0 | 0 | 0 | 0 | -1 | 0 | 3 | 0 | Bus135 | 0 | 0 | 3 | 4908183 | Network Model.IntPrjfolder\Network Data.IntPrjfolder\Areas.IntArea\SANGKAPURA.ElmArea | 4905050 | 4294967294 | 0 | 0 | 0 | 12 | 1 | 6 | 12 | 0.4 | 0 | 0
Bus139 | Network Model.IntPrjfolder\Network Data.IntPrjfolder\Main Grid.ElmNet\Bus139.ElmTerm | 0 | Network Model.IntPrjfolder\Network Data.IntPrjfolder\Main Grid.ElmNet | 20 | 0 | 0 | 0 | 11.547 | 1 | 1.05 | 0 | 0 | Network Model.IntPrjfolder\Network Data.IntPrjfolder\Areas.IntArea\SANGKAPURA.ElmArea | 0 | 0 | 0 | 1746415612 | 0 | 0 | 0 | 0 | 0 | 0 | 0 | 0 | 1 | 0 | 0 | 0 | 0 | 0 | 0 | 0 | 0 | Bus139 | ["Vertical in metal enclosure"] | -2 | 0 | 0 | 0 | 0 | 0 | 1 | 0 | 0 | 0 | 0 | 3 | 1970-01-01T00:00:00Z | 0 | 0 | Network Model.IntPrjfolder\Network Data.IntPrjfolder\Main Grid.ElmNet | Network Model.IntPrjfolder\Network Data.IntPrjfolder\Main Grid.ElmNet | 0 | Bus139 | 0 | 0 | 0 | MAN | 0 | 0 | 0 | 0 | 0 | 0 | 5 | -5 | vcb | 0 | 0 | 0 | 1746599906 | 0 | 0 | 0 | 0 | 1 | 0 | 0 | 0 | 0 | 0 | 0 | 0 | 1 | 1 | 0 | -1 | 0 | 0 | 0 | 0 | 0 | 0 | -1 | 0 | 3 | 0 | Bus139 | 0 | 0 | 3 | 4908200 | Network Model.IntPrjfolder\Network Data.IntPrjfolder\Areas.IntArea\SANGKAPURA.ElmArea | 4905050 | 4294967294 | 0 | 0 | 0 | 12 | 1 | 6 | 12 | 20 | 0 | 0
Bus138 | Network Model.IntPrjfolder\Network Data.IntPrjfolder\Main Grid.ElmNet\Bus138.ElmTerm | 0 | Network Model.IntPrjfolder\Network Data.IntPrjfolder\Main Grid.ElmNet | 0.4 | 0 | 0 | 0 | 0.23094 | 1 | 1.05 | 0 | 0 | Network Model.IntPrjfolder\Network Data.IntPrjfolder\Areas.IntArea\SANGKAPURA.ElmArea | 0 | 0 | 0 | 1746415646 | 0 | 0 | 0 | 0 | 0 | 0 | 0 | 0 | 1 | 0 | 0 | 0 | 0 | 0 | 0 | 0 | 0 | Bus138 | ["Vertical in metal enclosure"] | -2 | 0 | 0 | 0 | 0 | 0 | 1 | 0 | 0 | 0 | 0 | 3 | 1970-01-01T00:00:00Z | 0 | 0 | Network Model.IntPrjfolder\Network Data.IntPrjfolder\Main Grid.ElmNet | Network Model.IntPrjfolder\Network Data.IntPrjfolder\Main Grid.ElmNet | 0 | Bus138 | 0 | 0 | 0 | MAN | 0 | 0 | 0 | 0 | 0 | 0 | 5 | -5 | vcb | 0 | 0 | 0 | 1746599906 | 0 | 0 | 0 | 0 | 1 | 0 | 0 | 0 | 0 | 0 | 0 | 0 | 1 | 1 | 0 | -1 | 0 | 0 | 0 | 0 | 0 | 0 | -1 | 0 | 3 | 0 | Bus138 | 0 | 0 | 3 | 4908212 | Network Model.IntPrjfolder\Network Data.IntPrjfolder\Areas.IntArea\SANGKAPURA.ElmArea | 4905050 | 4294967294 | 0 | 0 | 0 | 12 | 1 | 6 | 12 | 0.4 | 0 | 0
Bus141 | Network Model.IntPrjfolder\Network Data.IntPrjfolder\Main Grid.ElmNet\Bus141.ElmTerm | 0 | Network Model.IntPrjfolder\Network Data.IntPrjfolder\Main Grid.ElmNet | 20 | 0 | 0 | 0 | 11.547 | 1 | 1.05 | 0 | 0 | Network Model.IntPrjfolder\Network Data.IntPrjfolder\Areas.IntArea\SANGKAPURA.ElmArea | 0 | 0 | 0 | 1746415707 | 0 | 0 | 0 | 0 | 0 | 0 | 0 | 0 | 1 | 0 | 0 | 0 | 0 | 0 | 0 | 0 | 0 | Bus141 | ["Vertical in metal enclosure"] | -2 | 0 | 0 | 0 | 0 | 0 | 1 | 0 | 0 | 0 | 0 | 3 | 1970-01-01T00:00:00Z | 0 | 0 | Network Model.IntPrjfolder\Network Data.IntPrjfolder\Main Grid.ElmNet | Network Model.IntPrjfolder\Network Data.IntPrjfolder\Main Grid.ElmNet | 0 | Bus141 | 0 | 0 | 0 | MAN | 0 | 0 | 0 | 0 | 0 | 0 | 5 | -5 | vcb | 0 | 0 | 0 | 1746599906 | 0 | 0 | 0 | 0 | 1 | 0 | 0 | 0 | 0 | 0 | 0 | 0 | 1 | 1 | 0 | -1 | 0 | 0 | 0 | 0 | 0 | 0 | -1 | 0 | 3 | 0 | Bus141 | 0 | 0 | 3 | 4908229 | Network Model.IntPrjfolder\Network Data.IntPrjfolder\Areas.IntArea\SANGKAPURA.ElmArea | 4905050 | 4294967294 | 0 | 0 | 0 | 12 | 1 | 6 | 12 | 20 | 0 | 0
Bus140 | Network Model.IntPrjfolder\Network Data.IntPrjfolder\Main Grid.ElmNet\Bus140.ElmTerm | 0 | Network Model.IntPrjfolder\Network Data.IntPrjfolder\Main Grid.ElmNet | 0.4 | 0 | 0 | 0 | 0.23094 | 1 | 1.05 | 0 | 0 |  | 0 | 0 | 0 | 1746415746 | 0 | 0 | 0 | 0 | 0 | 0 | 0 | 0 | 1 | 0 | 0 | 0 | 0 | 0 | 0 | 0 | 0 | Bus140 | ["Vertical in metal enclosure"] | -2 | 0 | 0 | 0 | 0 | 0 | 1 | 0 | 0 | 0 | 0 | 3 | 1970-01-01T00:00:00Z | 0 | 0 | Network Model.IntPrjfolder\Network Data.IntPrjfolder\Main Grid.ElmNet | Network Model.IntPrjfolder\Network Data.IntPrjfolder\Main Grid.ElmNet | 0 | Bus140 | 0 | 0 | 0 | MAN | 0 | 0 | 0 | 0 | 0 | 0 | 5 | -5 | vcb | 0 | 0 | 0 | 1746415753 | 0 | 0 | 0 | 0 | 1 | 0 | 0 | 0 | 0 | 0 | 0 | 0 | 1 | 1 | 0 | -1 | 0 | 0 | 0 | 0 | 0 | 0 | -1 | 0 | 3 | 0 | Bus140 | 0 | 0 | 3 | 4908241 |  | 4905050 | 4294967294 | 0 | 0 | 0 | 12 | 1 | 6 | 12 | 0.4 | 0 | 0
Bus143 | Network Model.IntPrjfolder\Network Data.IntPrjfolder\Main Grid.ElmNet\Bus143.ElmTerm | 0 | Network Model.IntPrjfolder\Network Data.IntPrjfolder\Main Grid.ElmNet | 20 | 0 | 0 | 0 | 11.547 | 1 | 1.05 | 0 | 0 | Network Model.IntPrjfolder\Network Data.IntPrjfolder\Areas.IntArea\SANGKAPURA.ElmArea | 0 | 0 | 0 | 1746415855 | 0 | 0 | 0 | 0 | 0 | 0 | 0 | 0 | 1 | 0 | 0 | 0 | 0 | 0 | 0 | 0 | 0 | Bus143 | ["Vertical in metal enclosure"] | -2 | 0 | 0 | 0 | 0 | 0 | 1 | 0 | 0 | 0 | 0 | 3 | 1970-01-01T00:00:00Z | 0 | 0 | Network Model.IntPrjfolder\Network Data.IntPrjfolder\Main Grid.ElmNet | Network Model.IntPrjfolder\Network Data.IntPrjfolder\Main Grid.ElmNet | 0 | Bus143 | 0 | 0 | 0 | MAN | 0 | 0 | 0 | 0 | 0 | 0 | 5 | -5 | vcb | 0 | 0 | 0 | 1746599919 | 0 | 0 | 0 | 0 | 1 | 0 | 0 | 0 | 0 | 0 | 0 | 0 | 1 | 1 | 0 | -1 | 0 | 0 | 0 | 0 | 0 | 0 | -1 | 0 | 3 | 0 | Bus143 | 0 | 0 | 3 | 4908258 | Network Model.IntPrjfolder\Network Data.IntPrjfolder\Areas.IntArea\SANGKAPURA.ElmArea | 4905050 | 4294967294 | 0 | 0 | 0 | 12 | 1 | 6 | 12 | 20 | 0 | 0
Bus142 | Network Model.IntPrjfolder\Network Data.IntPrjfolder\Main Grid.ElmNet\Bus142.ElmTerm | 0 | Network Model.IntPrjfolder\Network Data.IntPrjfolder\Main Grid.ElmNet | 0.4 | 0 | 0 | 0 | 0.23094 | 1 | 1.05 | 0 | 0 | Network Model.IntPrjfolder\Network Data.IntPrjfolder\Areas.IntArea\SANGKAPURA.ElmArea | 0 | 0 | 0 | 1746415900 | 0 | 0 | 0 | 0 | 0 | 0 | 0 | 0 | 1 | 0 | 0 | 0 | 0 | 0 | 0 | 0 | 0 | Bus142 | ["Vertical in metal enclosure"] | -2 | 0 | 0 | 0 | 0 | 0 | 1 | 0 | 0 | 0 | 0 | 3 | 1970-01-01T00:00:00Z | 0 | 0 | Network Model.IntPrjfolder\Network Data.IntPrjfolder\Main Grid.ElmNet | Network Model.IntPrjfolder\Network Data.IntPrjfolder\Main Grid.ElmNet | 0 | Bus142 | 0 | 0 | 0 | MAN | 0 | 0 | 0 | 0 | 0 | 0 | 5 | -5 | vcb | 0 | 0 | 0 | 1746599919 | 0 | 0 | 0 | 0 | 1 | 0 | 0 | 0 | 0 | 0 | 0 | 0 | 1 | 1 | 0 | -1 | 0 | 0 | 0 | 0 | 0 | 0 | -1 | 0 | 3 | 0 | Bus142 | 0 | 0 | 3 | 4908270 | Network Model.IntPrjfolder\Network Data.IntPrjfolder\Areas.IntArea\SANGKAPURA.ElmArea | 4905050 | 4294967294 | 0 | 0 | 0 | 12 | 1 | 6 | 12 | 0.4 | 0 | 0
Terminal(37) | Network Model.IntPrjfolder\Network Data.IntPrjfolder\Main Grid.ElmNet\Terminal(37).ElmTerm | 0 | Network Model.IntPrjfolder\Network Data.IntPrjfolder\Main Grid.ElmNet | 20 | 1 | 0 | 0 | 11.547 | 1 | 1.05 | 0 | 0 | Network Model.IntPrjfolder\Network Data.IntPrjfolder\Areas.IntArea\SANGKAPURA.ElmArea | 0 | 0 | 0 | 1746416032 | 0 | 0 | 0 | 0 | 0 | 0 | 0 | 0 | 1 | 0 | 0 | 0 | 0 | 0 | 0 | 0 | 0 | Terminal(37) | ["Vertical in metal enclosure"] | -2 | 0 | 0 | 0 | 0 | 0 | 1 | 0 | 0 | 0 | 0 | 3 | 1970-01-01T00:00:00Z | 0 | 0 | Network Model.IntPrjfolder\Network Data.IntPrjfolder\Main Grid.ElmNet | Network Model.IntPrjfolder\Network Data.IntPrjfolder\Main Grid.ElmNet | 0 | Terminal(37) | 0 | 0 | 0 | MAN | 0 | 0 | 0 | 0 | 0 | 0 | 5 | -5 | vcb | 0 | 0 | 0 | 1746599919 | 0 | 0 | 0 | 0 | 1 | 0 | 0 | 0 | 0 | 0 | 0 | 0 | 1 | 1 | 0 | -1 | 0 | 0 | 0 | 0 | 0 | 0 | -1 | 0 | 3 | 0 | Terminal(37) | 0 | 0 | 3 | 4908287 | Network Model.IntPrjfolder\Network Data.IntPrjfolder\Areas.IntArea\SANGKAPURA.ElmArea | 4905050 | 4294967294 | 0 | 0 | 0 | 12 | 1 | 6 | 12 | 20 | 0 | 0
Bus339 | Network Model.IntPrjfolder\Network Data.IntPrjfolder\Main Grid.ElmNet\Bus339.ElmTerm | 0 | Network Model.IntPrjfolder\Network Data.IntPrjfolder\Main Grid.ElmNet | 20 | 1 | 0 | 0 | 11.547 | 1 | 1.05 | 0 | 0 | Network Model.IntPrjfolder\Network Data.IntPrjfolder\Areas.IntArea\SANGKAPURA.ElmArea | 0 | 0 | 0 | 1746416072 | 0 | 0 | 0 | 0 | 0 | 0 | 0 | 0 | 1 | 0 | 0 | 0 | 0 | 0 | 0 | 0 | 0 | Bus339 | ["Vertical in metal enclosure"] | -2 | 0 | 0 | 0 | 0 | 0 | 1 | 0 | 0 | 0 | 0 | 3 | 1970-01-01T00:00:00Z | 0 | 0 | Network Model.IntPrjfolder\Network Data.IntPrjfolder\Main Grid.ElmNet | Network Model.IntPrjfolder\Network Data.IntPrjfolder\Main Grid.ElmNet | 0 | Bus339 | 0 | 0 | 0 | MAN | 0 | 0 | 0 | 0 | 0 | 0 | 5 | -5 | vcb | 0 | 0 | 0 | 1746599919 | 0 | 0 | 0 | 0 | 1 | 0 | 0 | 0 | 0 | 0 | 0 | 0 | 1 | 1 | 0 | -1 | 0 | 0 | 0 | 0 | 0 | 0 | -1 | 0 | 3 | 0 | Bus339 | 0 | 0 | 3 | 4908297 | Network Model.IntPrjfolder\Network Data.IntPrjfolder\Areas.IntArea\SANGKAPURA.ElmArea | 4905050 | 4294967294 | 0 | 0 | 0 | 12 | 1 | 6 | 12 | 20 | 0 | 0
Bus145 | Network Model.IntPrjfolder\Network Data.IntPrjfolder\Main Grid.ElmNet\Bus145.ElmTerm | 0 | Network Model.IntPrjfolder\Network Data.IntPrjfolder\Main Grid.ElmNet | 20 | 0 | 0 | 0 | 11.547 | 1 | 1.05 | 0 | 0 | Network Model.IntPrjfolder\Network Data.IntPrjfolder\Areas.IntArea\SANGKAPURA.ElmArea | 0 | 0 | 0 | 1746416101 | 0 | 0 | 0 | 0 | 0 | 0 | 0 | 0 | 1 | 0 | 0 | 0 | 0 | 0 | 0 | 0 | 0 | Bus145 | ["Vertical in metal enclosure"] | -2 | 0 | 0 | 0 | 0 | 0 | 1 | 0 | 0 | 0 | 0 | 3 | 1970-01-01T00:00:00Z | 0 | 0 | Network Model.IntPrjfolder\Network Data.IntPrjfolder\Main Grid.ElmNet | Network Model.IntPrjfolder\Network Data.IntPrjfolder\Main Grid.ElmNet | 0 | Bus145 | 0 | 0 | 0 | MAN | 0 | 0 | 0 | 0 | 0 | 0 | 5 | -5 | vcb | 0 | 0 | 0 | 1746599919 | 0 | 0 | 0 | 0 | 1 | 0 | 0 | 0 | 0 | 0 | 0 | 0 | 1 | 1 | 0 | -1 | 0 | 0 | 0 | 0 | 0 | 0 | -1 | 0 | 3 | 0 | Bus145 | 0 | 0 | 3 | 4908306 | Network Model.IntPrjfolder\Network Data.IntPrjfolder\Areas.IntArea\SANGKAPURA.ElmArea | 4905050 | 4294967294 | 0 | 0 | 0 | 12 | 1 | 6 | 12 | 20 | 0 | 0
Bus144 | Network Model.IntPrjfolder\Network Data.IntPrjfolder\Main Grid.ElmNet\Bus144.ElmTerm | 0 | Network Model.IntPrjfolder\Network Data.IntPrjfolder\Main Grid.ElmNet | 0.4 | 1 | 0 | 0 | 0.23094 | 1 | 1.05 | 0 | 0 | Network Model.IntPrjfolder\Network Data.IntPrjfolder\Areas.IntArea\SANGKAPURA.ElmArea | 0 | 0 | 0 | 1746416134 | 0 | 0 | 0 | 0 | 0 | 0 | 0 | 0 | 1 | 0 | 0 | 0 | 0 | 0 | 0 | 0 | 0 | Bus144 | ["Vertical in metal enclosure"] | -2 | 0 | 0 | 0 | 0 | 0 | 1 | 0 | 0 | 0 | 0 | 3 | 1970-01-01T00:00:00Z | 0 | 0 | Network Model.IntPrjfolder\Network Data.IntPrjfolder\Main Grid.ElmNet | Network Model.IntPrjfolder\Network Data.IntPrjfolder\Main Grid.ElmNet | 0 | Bus144 | 0 | 0 | 0 | MAN | 0 | 0 | 0 | 0 | 0 | 0 | 5 | -5 | vcb | 0 | 0 | 0 | 1746599919 | 0 | 0 | 0 | 0 | 1 | 0 | 0 | 0 | 0 | 0 | 0 | 0 | 1 | 1 | 0 | -1 | 0 | 0 | 0 | 0 | 0 | 0 | -1 | 0 | 3 | 0 | Bus144 | 0 | 0 | 3 | 4908316 | Network Model.IntPrjfolder\Network Data.IntPrjfolder\Areas.IntArea\SANGKAPURA.ElmArea | 4905050 | 4294967294 | 0 | 0 | 0 | 12 | 1 | 6 | 12 | 0.4 | 0 | 0
Bus147 | Network Model.IntPrjfolder\Network Data.IntPrjfolder\Main Grid.ElmNet\Bus147.ElmTerm | 0 | Network Model.IntPrjfolder\Network Data.IntPrjfolder\Main Grid.ElmNet | 20 | 0 | 0 | 0 | 11.547 | 1 | 1.05 | 0 | 0 | Network Model.IntPrjfolder\Network Data.IntPrjfolder\Areas.IntArea\SANGKAPURA.ElmArea | 0 | 0 | 0 | 1746416217 | 0 | 0 | 0 | 0 | 0 | 0 | 0 | 0 | 1 | 0 | 0 | 0 | 0 | 0 | 0 | 0 | 0 | Bus147 | ["Vertical in metal enclosure"] | -2 | 0 | 0 | 0 | 0 | 0 | 1 | 0 | 0 | 0 | 0 | 3 | 1970-01-01T00:00:00Z | 0 | 0 | Network Model.IntPrjfolder\Network Data.IntPrjfolder\Main Grid.ElmNet | Network Model.IntPrjfolder\Network Data.IntPrjfolder\Main Grid.ElmNet | 0 | Bus147 | 0 | 0 | 0 | MAN | 0 | 0 | 0 | 0 | 0 | 0 | 5 | -5 | vcb | 0 | 0 | 0 | 1746599919 | 0 | 0 | 0 | 0 | 1 | 0 | 0 | 0 | 0 | 0 | 0 | 0 | 1 | 1 | 0 | -1 | 0 | 0 | 0 | 0 | 0 | 0 | -1 | 0 | 3 | 0 | Bus147 | 0 | 0 | 3 | 4908331 | Network Model.IntPrjfolder\Network Data.IntPrjfolder\Areas.IntArea\SANGKAPURA.ElmArea | 4905050 | 4294967294 | 0 | 0 | 0 | 12 | 1 | 6 | 12 | 20 | 0 | 0
Bus146 | Network Model.IntPrjfolder\Network Data.IntPrjfolder\Main Grid.ElmNet\Bus146.ElmTerm | 0 | Network Model.IntPrjfolder\Network Data.IntPrjfolder\Main Grid.ElmNet | 0.4 | 1 | 0 | 0 | 0.23094 | 1 | 1.05 | 0 | 0 | Network Model.IntPrjfolder\Network Data.IntPrjfolder\Areas.IntArea\SANGKAPURA.ElmArea | 0 | 0 | 0 | 1746416296 | 0 | 0 | 0 | 0 | 0 | 0 | 0 | 0 | 1 | 0 | 0 | 0 | 0 | 0 | 0 | 0 | 0 | Bus146 | ["Vertical in metal enclosure"] | -2 | 0 | 0 | 0 | 0 | 0 | 1 | 0 | 0 | 0 | 0 | 3 | 1970-01-01T00:00:00Z | 0 | 0 | Network Model.IntPrjfolder\Network Data.IntPrjfolder\Main Grid.ElmNet | Network Model.IntPrjfolder\Network Data.IntPrjfolder\Main Grid.ElmNet | 0 | Bus146 | 0 | 0 | 0 | MAN | 0 | 0 | 0 | 0 | 0 | 0 | 5 | -5 | vcb | 0 | 0 | 0 | 1746599919 | 0 | 0 | 0 | 0 | 1 | 0 | 0 | 0 | 0 | 0 | 0 | 0 | 1 | 1 | 0 | -1 | 0 | 0 | 0 | 0 | 0 | 0 | -1 | 0 | 3 | 0 | Bus146 | 0 | 0 | 3 | 4908343 | Network Model.IntPrjfolder\Network Data.IntPrjfolder\Areas.IntArea\SANGKAPURA.ElmArea | 4905050 | 4294967294 | 0 | 0 | 0 | 12 | 1 | 6 | 12 | 0.4 | 0 | 0
Bus365 | Network Model.IntPrjfolder\Network Data.IntPrjfolder\Main Grid.ElmNet\Bus365.ElmTerm | 0 | Network Model.IntPrjfolder\Network Data.IntPrjfolder\Main Grid.ElmNet | 20 | 0 | 0 | 0 | 11.547 | 1 | 1.05 | 0 | 0 | Network Model.IntPrjfolder\Network Data.IntPrjfolder\Areas.IntArea\SANGKAPURA.ElmArea | 0 | 0 | 0 | 1746416357 | 0 | 0 | 0 | 0 | 0 | 0 | 0 | 0 | 1 | 0 | 0 | 0 | 0 | 0 | 0 | 0 | 0 | Bus365 | ["Vertical in metal enclosure"] | -2 | 0 | 0 | 0 | 0 | 0 | 1 | 0 | 0 | 0 | 0 | 3 | 1970-01-01T00:00:00Z | 0 | 0 | Network Model.IntPrjfolder\Network Data.IntPrjfolder\Main Grid.ElmNet | Network Model.IntPrjfolder\Network Data.IntPrjfolder\Main Grid.ElmNet | 0 | Bus365 | 0 | 0 | 0 | MAN | 0 | 0 | 0 | 0 | 0 | 0 | 5 | -5 | vcb | 0 | 0 | 0 | 1746599919 | 0 | 0 | 0 | 0 | 1 | 0 | 0 | 0 | 0 | 0 | 0 | 0 | 1 | 1 | 0 | -1 | 0 | 0 | 0 | 0 | 0 | 0 | -1 | 0 | 3 | 0 | Bus365 | 0 | 0 | 3 | 4908358 | Network Model.IntPrjfolder\Network Data.IntPrjfolder\Areas.IntArea\SANGKAPURA.ElmArea | 4905050 | 4294967294 | 0 | 0 | 0 | 12 | 1 | 6 | 12 | 20 | 0 | 0
Bus371 | Network Model.IntPrjfolder\Network Data.IntPrjfolder\Main Grid.ElmNet\Bus371.ElmTerm | 0 | Network Model.IntPrjfolder\Network Data.IntPrjfolder\Main Grid.ElmNet | 20 | 0 | 0 | 0 | 11.547 | 1 | 1.05 | 0 | 0 |  | 0 | 0 | 0 | 1746416370 | 0 | 0 | 0 | 0 | 0 | 0 | 0 | 0 | 1 | 0 | 0 | 0 | 0 | 0 | 0 | 0 | 0 | Bus371 | ["Vertical in metal enclosure"] | -2 | 0 | 0 | 0 | 0 | 0 | 1 | 0 | 0 | 0 | 0 | 3 | 1970-01-01T00:00:00Z | 0 | 0 | Network Model.IntPrjfolder\Network Data.IntPrjfolder\Main Grid.ElmNet | Network Model.IntPrjfolder\Network Data.IntPrjfolder\Main Grid.ElmNet | 0 | Bus371 | 0 | 0 | 0 | MAN | 0 | 0 | 0 | 0 | 0 | 0 | 5 | -5 | vcb | 0 | 0 | 0 | 1746416402 | 0 | 0 | 0 | 0 | 1 | 0 | 0 | 0 | 0 | 0 | 0 | 0 | 1 | 1 | 0 | -1 | 0 | 0 | 0 | 0 | 0 | 0 | -1 | 0 | 3 | 0 | Bus371 | 0 | 0 | 3 | 4908360 |  | 4905050 | 4294967294 | 0 | 0 | 0 | 12 | 1 | 6 | 12 | 20 | 0 | 0
Bus370 | Network Model.IntPrjfolder\Network Data.IntPrjfolder\Main Grid.ElmNet\Bus370.ElmTerm | 0 | Network Model.IntPrjfolder\Network Data.IntPrjfolder\Main Grid.ElmNet | 20 | 0 | 0 | 0 | 11.547 | 1 | 1.05 | 0 | 0 | Network Model.IntPrjfolder\Network Data.IntPrjfolder\Areas.IntArea\SANGKAPURA.ElmArea | 0 | 0 | 0 | 1746416378 | 0 | 0 | 0 | 0 | 0 | 0 | 0 | 0 | 1 | 0 | 0 | 0 | 0 | 0 | 0 | 0 | 0 | Bus370 | ["Vertical in metal enclosure"] | -2 | 0 | 0 | 0 | 0 | 0 | 1 | 0 | 0 | 0 | 0 | 3 | 1970-01-01T00:00:00Z | 0 | 0 | Network Model.IntPrjfolder\Network Data.IntPrjfolder\Main Grid.ElmNet | Network Model.IntPrjfolder\Network Data.IntPrjfolder\Main Grid.ElmNet | 0 | Bus370 | 0 | 0 | 0 | MAN | 0 | 0 | 0 | 0 | 0 | 0 | 5 | -5 | vcb | 0 | 0 | 0 | 1746599919 | 0 | 0 | 0 | 0 | 1 | 0 | 0 | 0 | 0 | 0 | 0 | 0 | 1 | 1 | 0 | -1 | 0 | 0 | 0 | 0 | 0 | 0 | -1 | 0 | 3 | 0 | Bus370 | 0 | 0 | 3 | 4908362 | Network Model.IntPrjfolder\Network Data.IntPrjfolder\Areas.IntArea\SANGKAPURA.ElmArea | 4905050 | 4294967294 | 0 | 0 | 0 | 12 | 1 | 6 | 12 | 20 | 0 | 0
Bus363 | Network Model.IntPrjfolder\Network Data.IntPrjfolder\Main Grid.ElmNet\Bus363.ElmTerm | 0 | Network Model.IntPrjfolder\Network Data.IntPrjfolder\Main Grid.ElmNet | 0.4 | 1 | 0 | 0 | 0.23094 | 1 | 1.05 | 0 | 0 | Network Model.IntPrjfolder\Network Data.IntPrjfolder\Areas.IntArea\SANGKAPURA.ElmArea | 0 | 0 | 0 | 1746416442 | 0 | 0 | 0 | 0 | 0 | 0 | 0 | 0 | 1 | 0 | 0 | 0 | 0 | 0 | 0 | 0 | 0 | Bus363 | ["Vertical in metal enclosure"] | -2 | 0 | 0 | 0 | 0 | 0 | 1 | 0 | 0 | 0 | 0 | 3 | 1970-01-01T00:00:00Z | 0 | 0 | Network Model.IntPrjfolder\Network Data.IntPrjfolder\Main Grid.ElmNet | Network Model.IntPrjfolder\Network Data.IntPrjfolder\Main Grid.ElmNet | 0 | Bus363 | 0 | 0 | 0 | MAN | 0 | 0 | 0 | 0 | 0 | 0 | 5 | -5 | vcb | 0 | 0 | 0 | 1746599919 | 0 | 0 | 0 | 0 | 1 | 0 | 0 | 0 | 0 | 0 | 0 | 0 | 1 | 1 | 0 | -1 | 0 | 0 | 0 | 0 | 0 | 0 | -1 | 0 | 3 | 0 | Bus363 | 0 | 0 | 3 | 4908376 | Network Model.IntPrjfolder\Network Data.IntPrjfolder\Areas.IntArea\SANGKAPURA.ElmArea | 4905050 | 4294967294 | 0 | 0 | 0 | 12 | 1 | 6 | 12 | 0.4 | 0 | 0
Bus369 | Network Model.IntPrjfolder\Network Data.IntPrjfolder\Main Grid.ElmNet\Bus369.ElmTerm | 0 | Network Model.IntPrjfolder\Network Data.IntPrjfolder\Main Grid.ElmNet | 20 | 1 | 0 | 0 | 11.547 | 1 | 1.05 | 0 | 0 | Network Model.IntPrjfolder\Network Data.IntPrjfolder\Areas.IntArea\SANGKAPURA.ElmArea | 0 | 0 | 0 | 1746417520 | 0 | 0 | 0 | 0 | 0 | 0 | 0 | 0 | 1 | 0 | 0 | 0 | 0 | 0 | 0 | 0 | 0 | Bus369 | ["Vertical in metal enclosure"] | -2 | 0 | 0 | 0 | 0 | 0 | 1 | 0 | 0 | 0 | 0 | 3 | 1970-01-01T00:00:00Z | 0 | 0 | Network Model.IntPrjfolder\Network Data.IntPrjfolder\Main Grid.ElmNet | Network Model.IntPrjfolder\Network Data.IntPrjfolder\Main Grid.ElmNet | 0 | Bus369 | 0 | 0 | 0 | MAN | 0 | 0 | 0 | 0 | 0 | 0 | 5 | -5 | vcb | 0 | 0 | 0 | 1746599926 | 0 | 0 | 0 | 0 | 1 | 0 | 0 | 0 | 0 | 0 | 0 | 0 | 1 | 1 | 0 | -1 | 0 | 0 | 0 | 0 | 0 | 0 | -1 | 0 | 3 | 0 | Bus369 | 0 | 0 | 3 | 4908409 | Network Model.IntPrjfolder\Network Data.IntPrjfolder\Areas.IntArea\SANGKAPURA.ElmArea | 4905050 | 4294967294 | 0 | 0 | 0 | 12 | 1 | 6 | 12 | 20 | 0 | 0
Bus368 | Network Model.IntPrjfolder\Network Data.IntPrjfolder\Main Grid.ElmNet\Bus368.ElmTerm | 0 | Network Model.IntPrjfolder\Network Data.IntPrjfolder\Main Grid.ElmNet | 0.4 | 1 | 0 | 0 | 0.23094 | 1 | 1.05 | 0 | 0 | Network Model.IntPrjfolder\Network Data.IntPrjfolder\Areas.IntArea\SANGKAPURA.ElmArea | 0 | 0 | 0 | 1746417554 | 0 | 0 | 0 | 0 | 0 | 0 | 0 | 0 | 1 | 0 | 0 | 0 | 0 | 0 | 0 | 0 | 0 | Bus368 | ["Vertical in metal enclosure"] | -2 | 0 | 0 | 0 | 0 | 0 | 1 | 0 | 0 | 0 | 0 | 3 | 1970-01-01T00:00:00Z | 0 | 0 | Network Model.IntPrjfolder\Network Data.IntPrjfolder\Main Grid.ElmNet | Network Model.IntPrjfolder\Network Data.IntPrjfolder\Main Grid.ElmNet | 0 | Bus368 | 0 | 0 | 0 | MAN | 0 | 0 | 0 | 0 | 0 | 0 | 5 | -5 | vcb | 0 | 0 | 0 | 1746599926 | 0 | 0 | 0 | 0 | 1 | 0 | 0 | 0 | 0 | 0 | 0 | 0 | 1 | 1 | 0 | -1 | 0 | 0 | 0 | 0 | 0 | 0 | -1 | 0 | 3 | 0 | Bus368 | 0 | 0 | 3 | 4908419 | Network Model.IntPrjfolder\Network Data.IntPrjfolder\Areas.IntArea\SANGKAPURA.ElmArea | 4905050 | 4294967294 | 0 | 0 | 0 | 12 | 1 | 6 | 12 | 0.4 | 0 | 0
Bus366 | Network Model.IntPrjfolder\Network Data.IntPrjfolder\Main Grid.ElmNet\Bus366.ElmTerm | 0 | Network Model.IntPrjfolder\Network Data.IntPrjfolder\Main Grid.ElmNet | 0.4 | 1 | 0 | 0 | 0.23094 | 1 | 1.05 | 0 | 0 | Network Model.IntPrjfolder\Network Data.IntPrjfolder\Areas.IntArea\SANGKAPURA.ElmArea | 0 | 0 | 0 | 1746417556 | 0 | 0 | 0 | 0 | 0 | 0 | 0 | 0 | 1 | 0 | 0 | 0 | 0 | 0 | 0 | 0 | 0 | Bus366 | ["Vertical in metal enclosure"] | -2 | 0 | 0 | 0 | 0 | 0 | 1 | 0 | 0 | 0 | 0 | 3 | 1970-01-01T00:00:00Z | 0 | 0 | Network Model.IntPrjfolder\Network Data.IntPrjfolder\Main Grid.ElmNet | Network Model.IntPrjfolder\Network Data.IntPrjfolder\Main Grid.ElmNet | 0 | Bus366 | 0 | 0 | 0 | MAN | 0 | 0 | 0 | 0 | 0 | 0 | 5 | -5 | vcb | 0 | 0 | 0 | 1746599919 | 0 | 0 | 0 | 0 | 1 | 0 | 0 | 0 | 0 | 0 | 0 | 0 | 1 | 1 | 0 | -1 | 0 | 0 | 0 | 0 | 0 | 0 | -1 | 0 | 3 | 0 | Bus366 | 0 | 0 | 3 | 4908421 | Network Model.IntPrjfolder\Network Data.IntPrjfolder\Areas.IntArea\SANGKAPURA.ElmArea | 4905050 | 4294967294 | 0 | 0 | 0 | 12 | 1 | 6 | 12 | 0.4 | 0 | 0
Terminal(38) | Network Model.IntPrjfolder\Network Data.IntPrjfolder\Main Grid.ElmNet\Terminal(38).ElmTerm | 0 | Network Model.IntPrjfolder\Network Data.IntPrjfolder\Main Grid.ElmNet | 20 | 1 | 0 | 0 | 11.547 | 1 | 1.05 | 0 | 0 | Network Model.IntPrjfolder\Network Data.IntPrjfolder\Areas.IntArea\SANGKAPURA.ElmArea | 0 | 0 | 0 | 1746417674 | 0 | 0 | 0 | 0 | 0 | 0 | 0 | 0 | 1 | 0 | 0 | 0 | 0 | 0 | 0 | 0 | 0 | Terminal(38) | ["Vertical in metal enclosure"] | -2 | 0 | 0 | 0 | 0 | 0 | 1 | 0 | 0 | 0 | 0 | 3 | 1970-01-01T00:00:00Z | 0 | 0 | Network Model.IntPrjfolder\Network Data.IntPrjfolder\Main Grid.ElmNet | Network Model.IntPrjfolder\Network Data.IntPrjfolder\Main Grid.ElmNet | 0 | Terminal(38) | 0 | 0 | 0 | MAN | 0 | 0 | 0 | 0 | 0 | 0 | 5 | -5 | vcb | 0 | 0 | 0 | 1746599919 | 0 | 0 | 0 | 0 | 1 | 0 | 0 | 0 | 0 | 0 | 0 | 0 | 1 | 1 | 0 | -1 | 0 | 0 | 0 | 0 | 0 | 0 | -1 | 0 | 3 | 0 | Terminal(38) | 0 | 0 | 3 | 4908448 | Network Model.IntPrjfolder\Network Data.IntPrjfolder\Areas.IntArea\SANGKAPURA.ElmArea | 4905050 | 4294967294 | 0 | 0 | 0 | 12 | 1 | 6 | 12 | 20 | 0 | 0
Bus343 | Network Model.IntPrjfolder\Network Data.IntPrjfolder\Main Grid.ElmNet\Bus343.ElmTerm | 0 | Network Model.IntPrjfolder\Network Data.IntPrjfolder\Main Grid.ElmNet | 20 | 0 | 0 | 0 | 11.547 | 1 | 1.05 | 0 | 0 | Network Model.IntPrjfolder\Network Data.IntPrjfolder\Areas.IntArea\SANGKAPURA.ElmArea | 0 | 0 | 0 | 1746417716 | 0 | 0 | 0 | 0 | 0 | 0 | 0 | 0 | 1 | 0 | 0 | 0 | 0 | 0 | 0 | 0 | 0 | Bus343 | ["Vertical in metal enclosure"] | -2 | 0 | 0 | 0 | 0 | 0 | 1 | 0 | 0 | 0 | 0 | 3 | 1970-01-01T00:00:00Z | 0 | 0 | Network Model.IntPrjfolder\Network Data.IntPrjfolder\Main Grid.ElmNet | Network Model.IntPrjfolder\Network Data.IntPrjfolder\Main Grid.ElmNet | 0 | Bus343 | 0 | 0 | 0 | MAN | 0 | 0 | 0 | 0 | 0 | 0 | 5 | -5 | vcb | 0 | 0 | 0 | 1746599919 | 0 | 0 | 0 | 0 | 1 | 0 | 0 | 0 | 0 | 0 | 0 | 0 | 1 | 1 | 0 | -1 | 0 | 0 | 0 | 0 | 0 | 0 | -1 | 0 | 3 | 0 | Bus343 | 0 | 0 | 3 | 4908458 | Network Model.IntPrjfolder\Network Data.IntPrjfolder\Areas.IntArea\SANGKAPURA.ElmArea | 4905050 | 4294967294 | 0 | 0 | 0 | 12 | 1 | 6 | 12 | 20 | 0 | 0
Bus342 | Network Model.IntPrjfolder\Network Data.IntPrjfolder\Main Grid.ElmNet\Bus342.ElmTerm | 0 | Network Model.IntPrjfolder\Network Data.IntPrjfolder\Main Grid.ElmNet | 0.4 | 1 | 0 | 0 | 0.23094 | 1 | 1.05 | 0 | 0 | Network Model.IntPrjfolder\Network Data.IntPrjfolder\Areas.IntArea\SANGKAPURA.ElmArea | 0 | 0 | 0 | 1746417754 | 0 | 0 | 0 | 0 | 0 | 0 | 0 | 0 | 1 | 0 | 0 | 0 | 0 | 0 | 0 | 0 | 0 | Bus342 | ["Vertical in metal enclosure"] | -2 | 0 | 0 | 0 | 0 | 0 | 1 | 0 | 0 | 0 | 0 | 3 | 1970-01-01T00:00:00Z | 0 | 0 | Network Model.IntPrjfolder\Network Data.IntPrjfolder\Main Grid.ElmNet | Network Model.IntPrjfolder\Network Data.IntPrjfolder\Main Grid.ElmNet | 0 | Bus342 | 0 | 0 | 0 | MAN | 0 | 0 | 0 | 0 | 0 | 0 | 5 | -5 | vcb | 0 | 0 | 0 | 1746599919 | 0 | 0 | 0 | 0 | 1 | 0 | 0 | 0 | 0 | 0 | 0 | 0 | 1 | 1 | 0 | -1 | 0 | 0 | 0 | 0 | 0 | 0 | -1 | 0 | 3 | 0 | Bus342 | 0 | 0 | 3 | 4908469 | Network Model.IntPrjfolder\Network Data.IntPrjfolder\Areas.IntArea\SANGKAPURA.ElmArea | 4905050 | 4294967294 | 0 | 0 | 0 | 12 | 1 | 6 | 12 | 0.4 | 0 | 0
Terminal(39) | Network Model.IntPrjfolder\Network Data.IntPrjfolder\Main Grid.ElmNet\Terminal(39).ElmTerm | 0 | Network Model.IntPrjfolder\Network Data.IntPrjfolder\Main Grid.ElmNet | 20 | 0 | 0 | 0 | 11.547 | 1 | 1.05 | 0 | 0 | Network Model.IntPrjfolder\Network Data.IntPrjfolder\Areas.IntArea\SANGKAPURA.ElmArea | 0 | 0 | 0 | 1746417797 | 0 | 0 | 0 | 0 | 0 | 0 | 0 | 0 | 1 | 0 | 0 | 0 | 0 | 0 | 0 | 0 | 0 | Terminal(39) | ["Vertical in metal enclosure"] | -2 | 0 | 0 | 0 | 0 | 0 | 1 | 0 | 0 | 0 | 0 | 3 | 1970-01-01T00:00:00Z | 0 | 0 | Network Model.IntPrjfolder\Network Data.IntPrjfolder\Main Grid.ElmNet | Network Model.IntPrjfolder\Network Data.IntPrjfolder\Main Grid.ElmNet | 0 | Terminal(39) | 0 | 0 | 0 | MAN | 0 | 0 | 0 | 0 | 0 | 0 | 5 | -5 | vcb | 0 | 0 | 0 | 1746599919 | 0 | 0 | 0 | 0 | 1 | 0 | 0 | 0 | 0 | 0 | 0 | 0 | 1 | 1 | 0 | -1 | 0 | 0 | 0 | 0 | 0 | 0 | -1 | 0 | 3 | 0 | Terminal(39) | 0 | 0 | 3 | 4908484 | Network Model.IntPrjfolder\Network Data.IntPrjfolder\Areas.IntArea\SANGKAPURA.ElmArea | 4905050 | 4294967294 | 0 | 0 | 0 | 12 | 1 | 6 | 12 | 20 | 0 | 0
Terminal(40) | Network Model.IntPrjfolder\Network Data.IntPrjfolder\Main Grid.ElmNet\Terminal(40).ElmTerm | 0 | Network Model.IntPrjfolder\Network Data.IntPrjfolder\Main Grid.ElmNet | 20 | 1 | 0 | 0 | 11.547 | 1 | 1.05 | 0 | 0 | Network Model.IntPrjfolder\Network Data.IntPrjfolder\Areas.IntArea\SANGKAPURA.ElmArea | 0 | 0 | 0 | 1746417825 | 0 | 0 | 0 | 0 | 0 | 0 | 0 | 0 | 1 | 0 | 0 | 0 | 0 | 0 | 0 | 0 | 0 | Terminal(40) | ["Vertical in metal enclosure"] | -2 | 0 | 0 | 0 | 0 | 0 | 1 | 0 | 0 | 0 | 0 | 3 | 1970-01-01T00:00:00Z | 0 | 0 | Network Model.IntPrjfolder\Network Data.IntPrjfolder\Main Grid.ElmNet | Network Model.IntPrjfolder\Network Data.IntPrjfolder\Main Grid.ElmNet | 0 | Terminal(40) | 0 | 0 | 0 | MAN | 0 | 0 | 0 | 0 | 0 | 0 | 5 | -5 | vcb | 0 | 0 | 0 | 1746599919 | 0 | 0 | 0 | 0 | 1 | 0 | 0 | 0 | 0 | 0 | 0 | 0 | 1 | 1 | 0 | -1 | 0 | 0 | 0 | 0 | 0 | 0 | -1 | 0 | 3 | 0 | Terminal(40) | 0 | 0 | 3 | 4908495 | Network Model.IntPrjfolder\Network Data.IntPrjfolder\Areas.IntArea\SANGKAPURA.ElmArea | 4905050 | 4294967294 | 0 | 0 | 0 | 12 | 1 | 6 | 12 | 20 | 0 | 0
Terminal(41) | Network Model.IntPrjfolder\Network Data.IntPrjfolder\Main Grid.ElmNet\Terminal(41).ElmTerm | 0 | Network Model.IntPrjfolder\Network Data.IntPrjfolder\Main Grid.ElmNet | 20 | 1 | 0 | 0 | 11.547 | 1 | 1.05 | 0 | 0 | Network Model.IntPrjfolder\Network Data.IntPrjfolder\Areas.IntArea\SANGKAPURA.ElmArea | 0 | 0 | 0 | 1746417825 | 0 | 0 | 0 | 0 | 0 | 0 | 0 | 0 | 1 | 0 | 0 | 0 | 0 | 0 | 0 | 0 | 0 | Terminal(41) | ["Vertical in metal enclosure"] | -2 | 0 | 0 | 0 | 0 | 0 | 1 | 0 | 0 | 0 | 0 | 3 | 1970-01-01T00:00:00Z | 0 | 0 | Network Model.IntPrjfolder\Network Data.IntPrjfolder\Main Grid.ElmNet | Network Model.IntPrjfolder\Network Data.IntPrjfolder\Main Grid.ElmNet | 0 | Terminal(41) | 0 | 0 | 0 | MAN | 0 | 0 | 0 | 0 | 0 | 0 | 5 | -5 | vcb | 0 | 0 | 0 | 1746599919 | 0 | 0 | 0 | 0 | 1 | 0 | 0 | 0 | 0 | 0 | 0 | 0 | 1 | 1 | 0 | -1 | 0 | 0 | 0 | 0 | 0 | 0 | -1 | 0 | 3 | 0 | Terminal(41) | 0 | 0 | 3 | 4908497 | Network Model.IntPrjfolder\Network Data.IntPrjfolder\Areas.IntArea\SANGKAPURA.ElmArea | 4905050 | 4294967294 | 0 | 0 | 0 | 12 | 1 | 6 | 12 | 20 | 0 | 0
Bus347 | Network Model.IntPrjfolder\Network Data.IntPrjfolder\Main Grid.ElmNet\Bus347.ElmTerm | 0 | Network Model.IntPrjfolder\Network Data.IntPrjfolder\Main Grid.ElmNet | 0.4 | 1 | 0 | 0 | 0.23094 | 1 | 1.05 | 0 | 0 | Network Model.IntPrjfolder\Network Data.IntPrjfolder\Areas.IntArea\SANGKAPURA.ElmArea | 0 | 0 | 0 | 1746417839 | 0 | 0 | 0 | 0 | 0 | 0 | 0 | 0 | 1 | 0 | 0 | 0 | 0 | 0 | 0 | 0 | 0 | Bus347 | ["Vertical in metal enclosure"] | -2 | 0 | 0 | 0 | 0 | 0 | 1 | 0 | 0 | 0 | 0 | 3 | 1970-01-01T00:00:00Z | 0 | 0 | Network Model.IntPrjfolder\Network Data.IntPrjfolder\Main Grid.ElmNet | Network Model.IntPrjfolder\Network Data.IntPrjfolder\Main Grid.ElmNet | 0 | Bus347 | 0 | 0 | 0 | MAN | 0 | 0 | 0 | 0 | 0 | 0 | 5 | -5 | vcb | 0 | 0 | 0 | 1746599919 | 0 | 0 | 0 | 0 | 1 | 0 | 0 | 0 | 0 | 0 | 0 | 0 | 1 | 1 | 0 | -1 | 0 | 0 | 0 | 0 | 0 | 0 | -1 | 0 | 3 | 0 | Bus347 | 0 | 0 | 3 | 4908513 | Network Model.IntPrjfolder\Network Data.IntPrjfolder\Areas.IntArea\SANGKAPURA.ElmArea | 4905050 | 4294967294 | 0 | 0 | 0 | 12 | 1 | 6 | 12 | 0.4 | 0 | 0
Bus353 | Network Model.IntPrjfolder\Network Data.IntPrjfolder\Main Grid.ElmNet\Bus353.ElmTerm | 0 | Network Model.IntPrjfolder\Network Data.IntPrjfolder\Main Grid.ElmNet | 0.4 | 1 | 0 | 0 | 0.23094 | 1 | 1.05 | 0 | 0 | Network Model.IntPrjfolder\Network Data.IntPrjfolder\Areas.IntArea\SANGKAPURA.ElmArea | 0 | 0 | 0 | 1746417841 | 0 | 0 | 0 | 0 | 0 | 0 | 0 | 0 | 1 | 0 | 0 | 0 | 0 | 0 | 0 | 0 | 0 | Bus353 | ["Vertical in metal enclosure"] | -2 | 0 | 0 | 0 | 0 | 0 | 1 | 0 | 0 | 0 | 0 | 3 | 1970-01-01T00:00:00Z | 0 | 0 | Network Model.IntPrjfolder\Network Data.IntPrjfolder\Main Grid.ElmNet | Network Model.IntPrjfolder\Network Data.IntPrjfolder\Main Grid.ElmNet | 0 | Bus353 | 0 | 0 | 0 | MAN | 0 | 0 | 0 | 0 | 0 | 0 | 5 | -5 | vcb | 0 | 0 | 0 | 1746599919 | 0 | 0 | 0 | 0 | 1 | 0 | 0 | 0 | 0 | 0 | 0 | 0 | 1 | 1 | 0 | -1 | 0 | 0 | 0 | 0 | 0 | 0 | -1 | 0 | 3 | 0 | Bus353 | 0 | 0 | 3 | 4908515 | Network Model.IntPrjfolder\Network Data.IntPrjfolder\Areas.IntArea\SANGKAPURA.ElmArea | 4905050 | 4294967294 | 0 | 0 | 0 | 12 | 1 | 6 | 12 | 0.4 | 0 | 0
Bus64 | Network Model.IntPrjfolder\Network Data.IntPrjfolder\Main Grid.ElmNet\Bus64.ElmTerm | 0 | Network Model.IntPrjfolder\Network Data.IntPrjfolder\Main Grid.ElmNet | 20 | 1 | 0 | 0 | 11.547 | 1 | 1.05 | 0 | 0 | Network Model.IntPrjfolder\Network Data.IntPrjfolder\Areas.IntArea\SANGKAPURA.ElmArea | 0 | 0 | 0 | 1746425442 | 0 | 0 | 0 | 0 | 0 | 0 | 0 | 0 | 1 | 0 | 0 | 0 | 0 | 0 | 0 | 0 | 0 | Bus64 | ["Vertical in metal enclosure"] | -2 | 0 | 0 | 0 | 0 | 0 | 0 | 0 | 0 | 0 | 0 | 3 | 1970-01-01T00:00:00Z | 0 | 0 | Network Model.IntPrjfolder\Network Data.IntPrjfolder\Main Grid.ElmNet | Network Model.IntPrjfolder\Network Data.IntPrjfolder\Main Grid.ElmNet | 0 | Bus64 | 0 | 0 | 0 | MAN | 0 | 0 | 0 | 0 | 0 | 0 | 5 | -5 | vcb | 0 | 0 | 0 | 1746599891 | 0 | 0 | 0 | 0 | 1 | 0 | 0 | 0 | 0 | 0 | 0 | 0 | 1 | 1 | 0 | -1 | 0 | 0 | 0 | 0 | 0 | 0 | -1 | 0 | 3 | 0 | Bus64 | 0 | 0 | 3 | 4908658 | Network Model.IntPrjfolder\Network Data.IntPrjfolder\Areas.IntArea\SANGKAPURA.ElmArea | 4905050 | 4294967294 | 0 | 0 | 0 | 12 | 1 | 6 | 12 | 20 | 0 | 0
Terminal(44) | Network Model.IntPrjfolder\Network Data.IntPrjfolder\Main Grid.ElmNet\Terminal(44).ElmTerm | 0 | Network Model.IntPrjfolder\Network Data.IntPrjfolder\Main Grid.ElmNet | 20 | 1 | 0 | 0 | 11.547 | 1 | 1.05 | 0 | 0 | Network Model.IntPrjfolder\Network Data.IntPrjfolder\Areas.IntArea\SANGKAPURA.ElmArea | 0 | 0 | 0 | 1746425514 | 0 | 0 | 0 | 0 | 0 | 0 | 0 | 0 | 1 | 0 | 0 | 0 | 0 | 0 | 0 | 0 | 0 | Terminal(44) | ["Vertical in metal enclosure"] | -2 | 0 | 0 | 0 | 0 | 0 | 0 | 0 | 0 | 0 | 0 | 3 | 1970-01-01T00:00:00Z | 0 | 0 | Network Model.IntPrjfolder\Network Data.IntPrjfolder\Main Grid.ElmNet | Network Model.IntPrjfolder\Network Data.IntPrjfolder\Main Grid.ElmNet | 0 | Terminal(44) | 0 | 0 | 0 | MAN | 0 | 0 | 0 | 0 | 0 | 0 | 5 | -5 | vcb | 0 | 0 | 0 | 1746599891 | 0 | 0 | 0 | 0 | 1 | 0 | 0 | 0 | 0 | 0 | 0 | 0 | 1 | 1 | 0 | -1 | 0 | 0 | 0 | 0 | 0 | 0 | -1 | 0 | 3 | 0 | Terminal(44) | 0 | 0 | 3 | 4908667 | Network Model.IntPrjfolder\Network Data.IntPrjfolder\Areas.IntArea\SANGKAPURA.ElmArea | 4905050 | 4294967294 | 0 | 0 | 0 | 12 | 1 | 6 | 12 | 20 | 0 | 0
Bus20 | Network Model.IntPrjfolder\Network Data.IntPrjfolder\Main Grid.ElmNet\Bus20.ElmTerm | 0 | Network Model.IntPrjfolder\Network Data.IntPrjfolder\Main Grid.ElmNet | 0.4 | 0 | 0 | 0 | 0.23094 | 1 | 1.05 | 0 | 0 |  | 0 | 0 | 0 | 1612307282 | 0 | 0 | 0 | 0 | 0 | 0 | 0 | 0 | 1 | 0 | 0 | 0 | 0 | 0 | 0 | 0 | 0 | Bus20 | ["Vertical in metal enclosure"] | -2 | 0 | 0 | 0 | 0 | 0 | 1 | 0 | 0 | 0 | 0 | 3 | 1970-01-01T00:00:00Z | 0 | 0 | Network Model.IntPrjfolder\Network Data.IntPrjfolder\Main Grid.ElmNet | Network Model.IntPrjfolder\Network Data.IntPrjfolder\Main Grid.ElmNet | 0 | Bus20 | 0 | 0 | 0 | MAN | 0 | 0 | 0 | 0 | 0 | 0 | 5 | -5 | vcb | 0 | 0 | 0 | 1747364713 | 0 | 0 | 0 | 0 | 1 | 0 | 0 | 0 | 0 | 0 | 0 | 0 | 1 | 1 | 0 | -1 | 0 | 0 | 0 | 0 | 0 | 0 | -1 | 0 | 3 | 0 | Bus20 | 0 | 0 | 3 | 4908908 |  | 4905050 | 4294967294 | 0 | 0 | 0 | 12 | 1 | 6 | 12 | 0.4 | 0 | 0
Bus21 | Network Model.IntPrjfolder\Network Data.IntPrjfolder\Main Grid.ElmNet\Bus21.ElmTerm | 0 | Network Model.IntPrjfolder\Network Data.IntPrjfolder\Main Grid.ElmNet | 0.4 | 0 | 0 | 0 | 0.23094 | 1 | 1.05 | 0 | 0 |  | 0 | 0 | 0 | 1612307282 | 0 | 0 | 0 | 0 | 0 | 0 | 0 | 0 | 1 | 0 | 0 | 0 | 0 | 0 | 0 | 0 | 0 | Bus21 | ["Vertical in metal enclosure"] | -2 | 0 | 0 | 0 | 0 | 0 | 1 | 0 | 0 | 0 | 0 | 3 | 1970-01-01T00:00:00Z | 0 | 0 | Network Model.IntPrjfolder\Network Data.IntPrjfolder\Main Grid.ElmNet | Network Model.IntPrjfolder\Network Data.IntPrjfolder\Main Grid.ElmNet | 0 | Bus21 | 0 | 0 | 0 | MAN | 0 | 0 | 0 | 0 | 0 | 0 | 5 | -5 | vcb | 0 | 0 | 0 | 1747364717 | 0 | 0 | 0 | 0 | 1 | 0 | 0 | 0 | 0 | 0 | 0 | 0 | 1 | 1 | 0 | -1 | 0 | 0 | 0 | 0 | 0 | 0 | -1 | 0 | 3 | 0 | Bus21 | 0 | 0 | 3 | 4908911 |  | 4905050 | 4294967294 | 0 | 0 | 0 | 12 | 1 | 6 | 12 | 0.4 | 0 | 0
Bus22 | Network Model.IntPrjfolder\Network Data.IntPrjfolder\Main Grid.ElmNet\Bus22.ElmTerm | 0 | Network Model.IntPrjfolder\Network Data.IntPrjfolder\Main Grid.ElmNet | 0.4 | 0 | 0 | 0 | 0.23094 | 1 | 1.05 | 0 | 0 |  | 0 | 0 | 0 | 1612307282 | 0 | 0 | 0 | 0 | 0 | 0 | 0 | 0 | 1 | 0 | 0 | 0 | 0 | 0 | 0 | 0 | 0 | Bus22 | ["Vertical in metal enclosure"] | -2 | 0 | 0 | 0 | 0 | 0 | 1 | 0 | 0 | 0 | 0 | 3 | 1970-01-01T00:00:00Z | 0 | 0 | Network Model.IntPrjfolder\Network Data.IntPrjfolder\Main Grid.ElmNet | Network Model.IntPrjfolder\Network Data.IntPrjfolder\Main Grid.ElmNet | 0 | Bus22 | 0 | 0 | 0 | MAN | 0 | 0 | 0 | 0 | 0 | 0 | 5 | -5 | vcb | 0 | 0 | 0 | 1747364720 | 0 | 0 | 0 | 0 | 1 | 0 | 0 | 0 | 0 | 0 | 0 | 0 | 1 | 1 | 0 | -1 | 0 | 0 | 0 | 0 | 0 | 0 | -1 | 0 | 3 | 0 | Bus22 | 0 | 0 | 3 | 4908878 |  | 4905050 | 4294967294 | 0 | 0 | 0 | 12 | 1 | 6 | 12 | 0.4 | 0 | 0

## ElmLne
loc_name | _path | outserv | typ_id | fold_id | bus1 | bus2 | dline | nlnum | fline | inAir | Unom | Inom | R1 | X1 | B1 | C1 | R0 | X0 | B0 | C0 | a0dc | a1dc | a2dc | allowCntConstrFilt | allowMarginFilt | allowOutDistFacFilt | alpha | appr_modif | appr_status | armTyp | asys | b0Sbasepu | boltResOn | bSbasepu | c_aAtDC | c_adcULM | c_pa0 | c_pa1 | c_pa2 | c_paULM | c_pTadULM | c_pysULM | c_pz0 | c_pz1 | c_pz2 | c_Ta0 | c_Ta1 | c_Ta2 | c_za0 | c_za1 | c_za2 | ca0dc_rms | ca1dc_rms | ca2dc_rms | cabspacing | cAllowCntConstrFilt | cAllowMarginFilt | cAllowOutDistFacFilt | cb_expsun | cCab | CCEarFr | CCEarProb | CCEarRepMu | ccosphi | cdisp_col | cdisp_row | cDisplayName | cfshcloc | ci_model | ciDist | ciDistAll | ciDistAllRoot | ciDistRoot | ciEarthed | ciEnergized | ciLater | ciOutaged | cIsSepCntConstrType | cIsSepCntMaxAllowedLoading | cithr | ckz0_rms | ckz1_rms | ckz2_rms | clnedf | cmeth | cmethChr | cmethChrBs | cmethChrNfc | cmethChrNfcmv | cnm_elm | cnm_typ | cNrCust | cntConstrType | cntMaxAllowedLoading | commissionDate | condMat | constr | cpArea | cpGrid | cpHeadFold | crosssec | cSav | cshcloc | cSmax | cTa0_rms | cTa1_rms | cTa2_rms | ctmax | cUserDefIndex | cvaltyp | dat_src | dbg_fullBodeIntegral | dbg_largePolesToConst | dcCorr | deltaU | disp_col | disp_row | dist_a | dpl1 | dpl2 | dpl3 | dpl4 | dpl5 | dryingoutavoid | ducts | earthReturn | fd_model | fmax | fmin | FOD | FOE | FOR1 | forTrainSim | fshcloc | ftau | ftau_rms | G0 | G1 | gnrl_modif | gshunt | i_const_rms | i_dist | i_ldlv | i_model | iAreaBus | Ice | iComDate | icond | if_depth | Imaxlim | induct | initypset | Inom_a | InomPre | installCost | internalDataLayout | iOPFCload | iopt_dir | iopt_engine | iopt_grp | iopt_laid | iopt_ord | iopt_tem | iopt_tem_rms | iopt_turns | iperfect | Irated | isAllowCurativeCtrl | iSchemeStatus | isConstrLoading | isConstrLoadingPlacement | ishclne | isMaxLoadSoftNlin | isoMat | iSpecLoc | isSepCntConstrType | isSepCntMaxAllowedLoading | iterVFA | iterVFY | iZoneBus | k0 | ka0 | ka1 | ka2 | ktrto | kz0 | kz1 | kz2 | layingArr | loadfactor | lossAssign | lossModel_emt | lossModel_rms | maxErrVFA | maxErrVFY | maxload | maxPara | maxResPoleRatioA | maxResPoleRatioY | mediumTemp | meth | meth_bs | meth_nfc | meth_nfcmv | methodVFA | methodVFY | minResTrainDist | nCond | nconTrains | nlsim | npara | NrCust | occupCoeff | oid_ | outputPoles | phik0 | phiz1 | pid_ | polesVFA | polesVFY | qurs_A | r0Sbasepu | R1_tmax | rearth | recCost | ReRl | rSbasepu | sagCir | sagGnd | scalingFacSoftConstrCost | scalingFacSoftConstrOpf | shMat | soilThermRes | soilThermResdry | soiltyp | solar_rad | specBurialCnfg | stMarginA | stMarginY | Ta0 | Ta1 | Ta2 | temp_env | thetaX | thick_d | tid_ | tmat | tolBode | Top | trans_ff | trays | tuneDelays | txt_typ | typ_res | useDCcorr | userDefCur | userDefPF | windvelocity | x0Sbasepu | XeXl | xSbasepu | Z1
Name [ ] | Object path (key) | Out of Service [ ] | Type [TypLne,TypTow,TypGeo,TypCabsys] | In Folder [ ] | Terminal i [StaCubic] | Terminal j [StaCubic] | Parameters: Length of Line [km] | Number of: parallel Lines [ ] | Parameters: Derating Factor [ ] | Parameters: Laying:Ground:Air [ ] | Rated Voltage [kV] | Resulting Values: Nominal Current [kA] | Resulting Values: Pos. Seq. Resistance, R1 [Ohm] | Resulting Values: Pos. Seq. Reactance, X1 [Ohm] | Susceptance B1 [uS] | Capacitance C1 [uF] | Resulting Values: Zero Seq. Resistance, R0 [Ohm] | Resulting Values: Zero Seq. Reactance, X0 [Ohm] | Susceptance B0 [uS] | Capacitance C0 [uF] | Results of Line Parameters Calculation: Wave Propagation, DC, Mode 0 [p.u.] | Results of Line Parameters Calculation: Wave Propagation, DC, Mode 1 [p.u.] | Results of Line Parameters Calculation: Wave Propagation, DC, Mode 2 [p.u.] | Constraint Filtering: Allow contingency filtering by number of critical constraints [ ] | Constraint Filtering: Allow filtering by constraint margin [ ] | Constraint Filtering: Allow filtering by outage distribution factor [ ] | Medium diffusivity [mm^2/s] | Approval Information: Modified [ ] | Approval Information: Status [ ] | Type parameters: Armour type:AWA:SWA [ ] | Installation conditions: Clearance:Touching:1x cable diameter:d <= 0.125 m:0.125 m < d <= 0.25 m:0.25 m < d <= 0.5 m:0.5 m < d <= 1.0 m [ ] | b0 (Sbase) [p.u.] | Bolted joint [ ] | b (Sbase) [p.u.] | Wave propagation, DC [p.u.] | Wave propagation, DC [p.u.] | Results of Line Parameters Calculation: A0, N° Poles [ ] | Results of Line Parameters Calculation: A1, N° Poles [ ] | Results of Line Parameters Calculation: A2, N° Poles [ ] | A, Number of poles: [ ] | Travel time [us] | Surge admittance [S] | Results of Line Parameters Calculation: Z0, N° Poles/Zeros [ ] | Results of Line Parameters Calculation: Z1, N° Poles/Zeros [ ] | Results of Line Parameters Calculation: Z2, N° Poles/Zeros [ ] | Results of Line Parameters Calculation: Travel Time, Mode 0 [us] | Results of Line Parameters Calculation: Travel Time, Mode 1 [us] | Results of Line Parameters Calculation: Travel Time, Mode 2 [us] | Results of Line Parameters Calculation: A0, N° Zeros [ ] | Results of Line Parameters Calculation: A1, N° Zeros [ ] | Results of Line Parameters Calculation: A2, N° Zeros [ ] | Results of line parameter calculation: Wave propagation, DC, mode 0 [p.u.] | Results of line parameter calculation: Wave propagation, DC, mode 1 [p.u.] | Results of line parameter calculation: Wave propagation, DC, mode 2 [p.u.] | Installation conditions: Spacing [ ] | Constraint Filtering: Allow contingency filtering by number of critical constraints [ ] | Constraint Filtering: Allow filtering by constraint margin [ ] | Constraint Filtering: Allow filtering by outage distribution factor [ ] | Installation conditions: Exposed to direct sunlight [ ] | Line is a cable [ ] | Failures Double Earth Fault: Frequency of single earth faults [1/a] | Failures Double Earth Fault: Conditional probability of a second earth fault [%] | Failures Double Earth Fault: Repair duration [h] | Definition of Line Load: Power Factor [ ] | Display data for phase matrix index [ ] | Display data for phase matrix row [ ] | Display Name [ ] | Short-Circuit Location [%] | Line Model [ ] | Distance from infeed in number of buses [ ] | Distance from infeed in number of buses including switches [ ] | Distance from first infeed in number of buses including switches [ ] | Distance from first infeed in number of buses [ ] | Earthed [ ] | Energized [ ] | Lateral Index [ ] | Planned Outage [ ] | Max. loading constraint for contingencies: Separate constraint type [ ] | Max. loading constraint for contingencies: Separate max. allowed loading [ ] | Type parameters: Rated Short-Time (1s) Current (Conductor) [A] | Results of line parameter calculation: Surge impedance, HF, mode 0. [Ohm] | Results of line parameter calculation: Surge Impedance, HF, mode 1. [Ohm] | Results of line parameter calculation: Surge Impedance, HF, mode 2. [Ohm] | Derating Factor [ ] | Old Reference Method [ ] | Reference Method [ ] | Reference Method [ ] | Reference Method [ ] | Reference Method [ ] | Line [kA] | Type [kA] | Definition of Line Load: Number of Customers [ ] | Max. loading constraint for contingencies: Contingency-constraint type:Off:Soft constraint [ ] | Max. loading constraint for contingencies: Max. allowed loading in Contingencies [%] | Commissioning Date [ ] | Type parameters: Conductor material:Aluminium:Copper:Aldrey (AlMgSi):Aluminium-Steel:Aldrey-Steel [ ] | Year of Construction [ ] | Area [ElmArea] | Grid [ElmNet] | Head Folder [ ] | Cross section [mm^2] | Definition of Line Load: Average Load [kVA] | Short-Circuit Location [km] | Definition of Line Load: Max. Load [kVA] | Results of line parameter calculation: Travel time, mode 0 [s] | Results of line parameter calculation: Travel time, mode 1 [s] | Results of line parameter calculation: Travel time, mode 2 [s] | Type parameters: Max. operating temperature [degC] | User defined Index [ ] | According to Standard [ ] | Data source [ ] | Vector fitting: Full Bode integral [ ] | Vector fitting: Replace large poles by constants [ ] | Vector fitting: Apply DC correction [ ] | Voltage drop [%] | Display data for phase matrix index [ ] | Display data for phase matrix row [ ] | Line loop inductance: Distance between cables [mm] | dpl1 [ ] | dpl2 [ ] | dpl3 [ ] | dpl4 [ ] | dpl5 [ ] | Soil drying-out avoided [ ] | Number of ducts [ ] | Earth return formula:Carson:Deri-Semlyen [ ] | Line Parameters Calculation: Line Model [ ] | Line Parameters Calculation: Max. Frequency of Parameter Fitting [Hz] | Line Parameters Calculation: Min. Frequency of Parameter Fitting [Hz] | Failures Sustained Line Failures: Forced Outage Duration [h] | Failures Sustained Line Failures: Forced Outage Expectancy [h/a] | Failures Sustained Line Failures: Forced Outage Rate [1/a] | Line for train simulation [ ] | Short-Circuit Location [%] | Line Parameters Calculation: Frequency for Travel-Time Estimation [Hz] | Frequency for travel-time estimation [Hz] | Conductance G0 [uS] | Conductance G1 [uS] | Object modified [ ] | Shunt conductance [uS/km] | Line model: Travelling wave [ ] | Line Model [ ] | Line Load [ ] | Line Model [ ] | Area [ ] | Resulting Values: Earth-Fault Current, Ice [A] | Commissioning Date [ ] | Bunched in air, on surface, embedded or enclosed [ ] | Installation conditions: Burial depth [m] | Max. permissible current [kA] | Cable in duct [ ] | Missing Type [ ] | Resulting Values: Nominal Current (act.) [kA] | Pre-fault nominal current [kA] | Installation conditions: Installation costs [USD/km] | Internal data layout [ ] | Max. loading constraint [ ] | Installation conditions: Arrangement [ ] | Installation conditions: Cables for powering mobile gear with drum winding [ ] | Installation conditions: Grouping:single layer on wall, floor or unperforated tray:single layer fixed directly under wooden or masonry ceiling [ ] | Laid on:perforated trays:unperforated trays:ladders, supports or cleats [ ] | Installation conditions: Cable formation [ ] | Line Parameters Calculation: Temperature Dependency [ ] | Line parameter calculation: Temperature dependency [ ] | Installation conditions: Drum winding with multiple turns [ ] | Failures: Ideal component [ ] | Type parameters: Rated current [kA] | Allow curative control variables [ ] | Scheme Status [ ] | Max. loading constraint for Unit Commitment [ ] | Max. loading constraint for Optimal Equipment Placement [ ] | Available [ ] | Penalty costs for soft constraints [ ] | Type parameters: Insulation material:PVC:XLPE/EPR:Mineral:Paper [ ] | Specific cable location [ ] | Max. loading constraint for contingencies: Separate constraint type [ ] | Max. loading constraint for contingencies: Separate max. allowed loading [ ] | Vector fitting: Max. number of iterations [ ] | Vector fitting: Max. number of iterations [ ] | Zone [ ] | Resulting Values: Earth Factor, Magnitude [ ] | Wave Propagation Constant [p.u.] | Wave Propagation Constant. [p.u.] | Wave Propagation Constant. [p.u.] | Transposition [ ] | Results of Line Parameters Calculation: Surge Impedance, HF, Mode 0. [Ohm] | Results of Line Parameters Calculation: Surge Impedance, HF, Mode 1. [Ohm] | Results of Line Parameters Calculation: Surge Impedance, HF, Mode 2. [Ohm] | Installation conditions: Laying arrangement [ ] | Installation conditions: Load factor (lf) [ ] | Loss assignment:according to grouping:uniformly distributed:to Terminal i:to Terminal j [ ] | Loss model:R/4 at both ends; R/2 in the middle:R/2 at both ends [ ] | Line model: Loss model:R/2 at both ends [ ] | Vector fitting: RMS error [ ] | Vector fitting: RMS error [S] | Thermal Loading Limit: Max. loading [%] | Installation conditions: Maximum number of grouped cables [ ] | Max. residue-pole ratio [ ] | Max. residue-pole ratio [ ] | Medium mean temperature [degC] | Installation conditions: Reference method [ ] | Installation conditions: Reference method [ ] | Installation conditions: Reference method [ ] | Installation conditions: Reference method [ ] | Vector fitting: Number of poles:Increase and flip unstable poles:Increase until rms met [ ] | Vector fitting: Number of poles:Increase and flip unstable poles:Increase until rms met [ ] | Min. resolution of train distances [m] | Type parameters: Number of conductors [ ] | No. of trains [ ] | Enable for Contingency Analysis [ ] | Installation conditions: Number of grouped cables (laid together) [ ] | Number of connected customers [ ] | Installation conditions: Occupation coefficient [ ] | ObjectID [ ] | Vector fitting: Output poles [ ] | Earth Factor, Angle [deg] | Resulting Values: Pos. Seq. Impedance, Angle [deg] | ProjectID [ ] | Vector fitting: Max. number of poles [ ] | Vector fitting: Max. number of poles [ ] | Joint cross-section [mm^2] | r0 (Sbase) [p.u.] | Pos. Seq. Resistance at Max. Operating Temperature, R1 at tmax [Ohm] | Earth resistivity [Ohm*m] | Reinforcement cost [USD] | Earth Factor, Re/Rl [ ] | r (Sbase) [p.u.] | Max.sag, phase conductors [m] | Max.sag, earth conductors [m] | Penalty costs for soft constraints: Cost scaling factor [ ] | Max. loading constraint: Weighting factor for soft constraint penalty [ ] | Type parameters: Sheath insulation:PVC:XLPE/EPR [ ] | Environment conditions: Soil thermal resistivity [K.m/W] | Dry soil thermal resistivity [K.m/W] | Environment conditions: Soil type:Underwater:Very Moist:Moist:Normal:Dry:Very Dry [ ] | Solar radiation intensity [W/m^2] | Installation conditions: Special burial conditions:none:bedding and covers:cables in pipes [ ] | Vector fitting: Stability margin [ ] | Vector fitting: Stability margin [ ] | Travel Time, Mode 0 [s] | Travel Time, Mode 1 [s] | Travel Time, Mode 2 [s] | Environment conditions: Ambient temperature [degC] | Critical temperature of soil [degC] | Bolted joint resistance: Joint thickness [mm] | TimeID [ ] | Transformation Matrix | Line Parameters Calculation: Tolerance for Bode Approximation [%] | Operating Temperature [degC] | Failures Transient Faults: Transient Fault Frequency [1/a] | Installation conditions: Number of trays/ducts [ ] | Vector fitting: Fine-tune delays [ ] | Type of Line [ ] | Index of cable type stored in results vector [ ] | Apply DC correction [ ] | User defined current: Current [A] | Power factor [ ] | Wind velocity [m/s] | x0 (Sbase) [p.u.] | Earth Factor, Xe/Xl [ ] | x (Sbase) [p.u.] | Resulting Values: Pos. Seq. Impedance, Z1 [Ohm]
KOTA | Network Model.IntPrjfolder\Network Data.IntPrjfolder\Main Grid.ElmNet\KOTA.ElmLne | 0 | Library.IntPrjfolder\Equipment Type Library.IntPrjfolder\CABLE KOTA.TypLne | Network Model.IntPrjfolder\Network Data.IntPrjfolder\Main Grid.ElmNet | Network Model.IntPrjfolder\Network Data.IntPrjfolder\Main Grid.ElmNet\Terminal(6).ElmTerm\Cub_2.StaCubic | Network Model.IntPrjfolder\Network Data.IntPrjfolder\Main Grid.ElmNet\Bus24.ElmTerm\Cub_1.StaCubic | 0.119 | 1 | 1 | 0 | 20 | 1 | 0.031535 | 0.012614 | 0 | 0 | 0.094605 | 0.031535 | 0 | 0 | 1 | 1 | 1 | 1 | 1 | 1 | 1775 | 1746339844 | 0 | -1 | 0 | 0 | 0 | 0 | 0 | 0 | 0 | 0 | 0 | 0 | 0 | 0 | 0 | 0 | 0 | 1000 | 1000 | 1000 | 0 | 0 | 0 | 0 | 0 | 0 | 0 | 0 | 0 | 0 | 0 | 1 | 0 | 0 | 0 | 1 | ["0"] | ["0"] | KOTA | 50 | 0 | 0 | 0 | 0 | 0 | 0 | 1 | 0 | 0 | 0 | 0 | 0 | 0 | 0 | 0 | 0 | D | D | D | B | B | 1 | 1 | 0 | 0 | 100 | 1970-01-01T00:00:00Z | 0 | 0 | Network Model.IntPrjfolder\Network Data.IntPrjfolder\Areas.IntArea\KOTA.ElmArea | Network Model.IntPrjfolder\Network Data.IntPrjfolder\Main Grid.ElmNet | Network Model.IntPrjfolder\Network Data.IntPrjfolder\Main Grid.ElmNet | 0 | 0 | 0.0595 | 0 | 0 | 0 | 0 | 80 | 0 | 0 | MAN | 0 | 1 | 0 | 0 | 0 | 0 | 50 | 0 | 0 | 0 | 0 | 0 | 0 | 1 | 0 | 0 | 1000000 | 0.001 | 0 | 0 | 0 | 0 | 50 | 100000 | 50 | 0 | 0 | 1746599794 | 0 | 0 | 0 | 0 | 0 | 1 | 0 | 0 | 0 | 0.8 | 99999 | 1 | 0 | 1 | 1 | 0 | 0 | 1 | hor | 0 | 0 | 0 | tre | 0 | 0 | 0 | 0 | 1 | 1 | 0 | 0 | 1 | 0 | 0 | 0 | 0 | 0 | 0 | 10 | 10 | 0 | 0.64624 | 1 | 1 | 1 | 1 | 50 | 50 | 50 | 0 | 0.8 | 0 | 0 | 0 | 0.003 | 0.0003 | 100 | 1 | 100 | 100 | 45 | 70 | 70 | 61 | 60 | 0 | 0 | 1.4015 | 3 | 0 | 0 | 1 | 0 | 5 | 4905287 | 0 | -5.1022 | 21.8014 | 4905050 | 12 | 12 | 20 | 0.023651 | 0.03916 | 100 | 0 | 0.66667 | 0.0078837 | 0 | 0 | 1 | 1 | -2 | 1 | 3 | 5 | 1 | 0 | -1 | -1 | 0.001 | 0.001 | 0.001 | 20 | 25 | 5 | 4294967294 | [[]] | 5 | 20 | 0 | 1 | 0 | Cable | 0 | -1 | 0 | 1 | 0 | 0.0078837 | 0.5 | 0.0031535 | 0.033964
Line1 | Network Model.IntPrjfolder\Network Data.IntPrjfolder\Main Grid.ElmNet\Line1.ElmLne | 0 | Library.IntPrjfolder\Equipment Type Library.IntPrjfolder\20 kV 150A.TypLne | Network Model.IntPrjfolder\Network Data.IntPrjfolder\Main Grid.ElmNet | Network Model.IntPrjfolder\Network Data.IntPrjfolder\Main Grid.ElmNet\Bus24.ElmTerm\Cub_2.StaCubic | Network Model.IntPrjfolder\Network Data.IntPrjfolder\Main Grid.ElmNet\Bus25.ElmTerm\Cub_1.StaCubic | 0.074 | 1 | 1 | 0 | 20 | 1 | 0.01554 | 0.025301 | 0 | 0 | 0.01554 | 0.12466 | 0 | 0 | 1 | 1 | 1 | 1 | 1 | 1 | 1775 | 1746340041 | 0 | -1 | 0 | 0 | 0 | 0 | 0 | 0 | 0 | 0 | 0 | 0 | 0 | 0 | 0 | 0 | 0 | 1000 | 1000 | 1000 | 0 | 0 | 0 | 0 | 0 | 0 | 0 | 0 | 0 | 0 | 0 | 0 | 0 | 0 | 0 | 1 | ["0"] | ["0"] | Line1 | 50 | 0 | 0 | 0 | 0 | 0 | 0 | 1 | 0 | 0 | 0 | 0 | 0 | 0 | 0 | 0 | 0 | D | D | D | B | B | 1 | 1 | 0 | 0 | 100 | 1970-01-01T00:00:00Z | 0 | 0 | Network Model.IntPrjfolder\Network Data.IntPrjfolder\Areas.IntArea\KOTA.ElmArea | Network Model.IntPrjfolder\Network Data.IntPrjfolder\Main Grid.ElmNet | Network Model.IntPrjfolder\Network Data.IntPrjfolder\Main Grid.ElmNet | 0 | 0 | 0.037 | 0 | 0 | 0 | 0 | 80 | 0 | 0 | MAN | 0 | 1 | 0 | 0 | 0 | 0 | 50 | 0 | 0 | 0 | 0 | 0 | 0 | 1 | 0 | 0 | 1000000 | 0.001 | 0 | 0 | 0 | 0 | 50 | 100000 | 50 | 0 | 0 | 1746599794 | 0 | 0 | 0 | 0 | 0 | 0 | 0 | 0 | 0 | 0.8 | 99999 | 1 | 0 | 1 | 1 | 0 | 0 | 1 | hor | 0 | 0 | 0 | tre | 0 | 0 | 0 | 0 | 1 | 1 | 0 | 0 | 1 | 0 | 0 | 0 | 0 | 0 | 0 | 10 | 10 | 0 | 1.1155 | 1 | 1 | 1 | 1 | 50 | 50 | 50 | 0 | 0.8 | 0 | 0 | 0 | 0.003 | 0.0003 | 100 | 1 | 100 | 100 | 45 | 70 | 70 | 61 | 60 | 0 | 0 | 0.9969 | 3 | 0 | 0 | 1 | 0 | 5 | 4905298 | 0 | 31.5589 | 58.4411 | 4905050 | 12 | 12 | 20 | 0.003885 | 0.019298 | 100 | 0 | 0 | 0.003885 | 0 | 0 | 1 | 1 | -2 | 1 | 3 | 5 | 1 | 0 | -1 | -1 | 0.001 | 0.001 | 0.001 | 20 | 25 | 5 | 4294967294 | [[]] | 5 | 20 | 0 | 1 | 0 | Overhead Line | 0 | -1 | 0 | 1 | 0 | 0.031166 | 1.3091 | 0.0063251 | 0.029692
Line85 | Network Model.IntPrjfolder\Network Data.IntPrjfolder\Main Grid.ElmNet\Line85.ElmLne | 0 | Library.IntPrjfolder\Equipment Type Library.IntPrjfolder\20 kV 150A.TypLne | Network Model.IntPrjfolder\Network Data.IntPrjfolder\Main Grid.ElmNet | Network Model.IntPrjfolder\Network Data.IntPrjfolder\Main Grid.ElmNet\Bus25.ElmTerm\Cub_2.StaCubic | Network Model.IntPrjfolder\Network Data.IntPrjfolder\Main Grid.ElmNet\Bus188.ElmTerm\Cub_1.StaCubic | 0.181 | 1 | 1 | 0 | 20 | 1 | 0.03801 | 0.061884 | 0 | 0 | 0.03801 | 0.30492 | 0 | 0 | 1 | 1 | 1 | 1 | 1 | 1 | 1775 | 1746340398 | 0 | -1 | 0 | 0 | 0 | 0 | 0 | 0 | 0 | 0 | 0 | 0 | 0 | 0 | 0 | 0 | 0 | 1000 | 1000 | 1000 | 0 | 0 | 0 | 0 | 0 | 0 | 0 | 0 | 0 | 0 | 0 | 0 | 0 | 0 | 0 | 1 | ["0"] | ["0"] | Line85 | 50 | 0 | 0 | 0 | 0 | 0 | 0 | 1 | 0 | 0 | 0 | 0 | 0 | 0 | 0 | 0 | 0 | D | D | D | B | B | 1 | 1 | 0 | 0 | 100 | 1970-01-01T00:00:00Z | 0 | 0 | Network Model.IntPrjfolder\Network Data.IntPrjfolder\Areas.IntArea\KOTA.ElmArea | Network Model.IntPrjfolder\Network Data.IntPrjfolder\Main Grid.ElmNet | Network Model.IntPrjfolder\Network Data.IntPrjfolder\Main Grid.ElmNet | 0 | 0 | 0.0905 | 0 | 0 | 0 | 0 | 80 | 0 | 0 | MAN | 0 | 1 | 0 | 0 | 0 | 0 | 50 | 0 | 0 | 0 | 0 | 0 | 0 | 1 | 0 | 0 | 1000000 | 0.001 | 0 | 0 | 0 | 0 | 50 | 100000 | 50 | 0 | 0 | 1746599794 | 0 | 0 | 0 | 0 | 0 | 0 | 0 | 0 | 0 | 0.8 | 99999 | 1 | 0 | 1 | 1 | 0 | 0 | 1 | hor | 0 | 0 | 0 | tre | 0 | 0 | 0 | 0 | 1 | 1 | 0 | 0 | 1 | 0 | 0 | 0 | 0 | 0 | 0 | 10 | 10 | 0 | 1.1155 | 1 | 1 | 1 | 1 | 50 | 50 | 50 | 0 | 0.8 | 0 | 0 | 0 | 0.003 | 0.0003 | 100 | 1 | 100 | 100 | 45 | 70 | 70 | 61 | 60 | 0 | 0 | 0.9969 | 3 | 0 | 0 | 1 | 0 | 5 | 4905311 | 0 | 31.5589 | 58.4411 | 4905050 | 12 | 12 | 20 | 0.0095025 | 0.047201 | 100 | 0 | 0 | 0.0095025 | 0 | 0 | 1 | 1 | -2 | 1 | 3 | 5 | 1 | 0 | -1 | -1 | 0.001 | 0.001 | 0.001 | 20 | 25 | 5 | 4294967294 | [[]] | 5 | 20 | 0 | 1 | 0 | Overhead Line | 0 | -1 | 0 | 1 | 0 | 0.076231 | 1.3091 | 0.015471 | 0.072625
Line87 | Network Model.IntPrjfolder\Network Data.IntPrjfolder\Main Grid.ElmNet\Line87.ElmLne | 0 | Library.IntPrjfolder\Equipment Type Library.IntPrjfolder\20 kV 150A.TypLne | Network Model.IntPrjfolder\Network Data.IntPrjfolder\Main Grid.ElmNet | Network Model.IntPrjfolder\Network Data.IntPrjfolder\Main Grid.ElmNet\Bus188.ElmTerm\Cub_2.StaCubic | Network Model.IntPrjfolder\Network Data.IntPrjfolder\Main Grid.ElmNet\Bus192.ElmTerm\Cub_1.StaCubic | 1.061 | 1 | 1 | 0 | 20 | 1 | 0.22281 | 0.36276 | 0 | 0 | 0.22281 | 1.7874 | 0 | 0 | 1 | 1 | 1 | 1 | 1 | 1 | 1775 | 1746340401 | 0 | -1 | 0 | 0 | 0 | 0 | 0 | 0 | 0 | 0 | 0 | 0 | 0 | 0 | 0 | 0 | 0 | 1000 | 1000 | 1000 | 0 | 0 | 0 | 0 | 0 | 0 | 0 | 0 | 0 | 0 | 0 | 0 | 0 | 0 | 0 | 1 | ["0"] | ["0"] | Line87 | 50 | 0 | 0 | 0 | 0 | 0 | 0 | 1 | 0 | 0 | 0 | 0 | 0 | 0 | 0 | 0 | 0 | D | D | D | B | B | 1 | 1 | 0 | 0 | 100 | 1970-01-01T00:00:00Z | 0 | 0 | Network Model.IntPrjfolder\Network Data.IntPrjfolder\Areas.IntArea\KOTA.ElmArea | Network Model.IntPrjfolder\Network Data.IntPrjfolder\Main Grid.ElmNet | Network Model.IntPrjfolder\Network Data.IntPrjfolder\Main Grid.ElmNet | 0 | 0 | 0.5305 | 0 | 0 | 0 | 0 | 80 | 0 | 0 | MAN | 0 | 1 | 0 | 0 | 0 | 0 | 50 | 0 | 0 | 0 | 0 | 0 | 0 | 1 | 0 | 0 | 1000000 | 0.001 | 0 | 0 | 0 | 0 | 50 | 100000 | 50 | 0 | 0 | 1746599794 | 0 | 0 | 0 | 0 | 0 | 0 | 0 | 0 | 0 | 0.8 | 99999 | 1 | 0 | 1 | 1 | 0 | 0 | 1 | hor | 0 | 0 | 0 | tre | 0 | 0 | 0 | 0 | 1 | 1 | 0 | 0 | 1 | 0 | 0 | 0 | 0 | 0 | 0 | 10 | 10 | 0 | 1.1155 | 1 | 1 | 1 | 1 | 50 | 50 | 50 | 0 | 0.8 | 0 | 0 | 0 | 0.003 | 0.0003 | 100 | 1 | 100 | 100 | 45 | 70 | 70 | 61 | 60 | 0 | 0 | 0.9969 | 3 | 0 | 0 | 1 | 0 | 5 | 4905318 | 0 | 31.5589 | 58.4411 | 4905050 | 12 | 12 | 20 | 0.055702 | 0.27669 | 100 | 0 | 0 | 0.055702 | 0 | 0 | 1 | 1 | -2 | 1 | 3 | 5 | 1 | 0 | -1 | -1 | 0.001 | 0.001 | 0.001 | 20 | 25 | 5 | 4294967294 | [[]] | 5 | 20 | 0 | 1 | 0 | Overhead Line | 0 | -1 | 0 | 1 | 0 | 0.44686 | 1.3091 | 0.090689 | 0.42572
Line4 | Network Model.IntPrjfolder\Network Data.IntPrjfolder\Main Grid.ElmNet\Line4.ElmLne | 0 | Library.IntPrjfolder\Equipment Type Library.IntPrjfolder\20 kV 150A.TypLne | Network Model.IntPrjfolder\Network Data.IntPrjfolder\Main Grid.ElmNet | Network Model.IntPrjfolder\Network Data.IntPrjfolder\Main Grid.ElmNet\Bus25.ElmTerm\Cub_3.StaCubic | Network Model.IntPrjfolder\Network Data.IntPrjfolder\Main Grid.ElmNet\Bus27.ElmTerm\Cub_1.StaCubic | 0.17 | 1 | 1 | 0 | 20 | 1 | 0.0357 | 0.058123 | 0 | 0 | 0.0357 | 0.28639 | 0 | 0 | 1 | 1 | 1 | 1 | 1 | 1 | 1775 | 1746340722 | 0 | -1 | 0 | 0 | 0 | 0 | 0 | 0 | 0 | 0 | 0 | 0 | 0 | 0 | 0 | 0 | 0 | 1000 | 1000 | 1000 | 0 | 0 | 0 | 0 | 0 | 0 | 0 | 0 | 0 | 0 | 0 | 0 | 0 | 0 | 0 | 1 | ["0"] | ["0"] | Line4 | 50 | 0 | 0 | 0 | 0 | 0 | 0 | 1 | 0 | 0 | 0 | 0 | 0 | 0 | 0 | 0 | 0 | D | D | D | B | B | 1 | 1 | 0 | 0 | 100 | 1970-01-01T00:00:00Z | 0 | 0 | Network Model.IntPrjfolder\Network Data.IntPrjfolder\Areas.IntArea\KOTA.ElmArea | Network Model.IntPrjfolder\Network Data.IntPrjfolder\Main Grid.ElmNet | Network Model.IntPrjfolder\Network Data.IntPrjfolder\Main Grid.ElmNet | 0 | 0 | 0.085 | 0 | 0 | 0 | 0 | 80 | 0 | 0 | MAN | 0 | 1 | 0 | 0 | 0 | 0 | 50 | 0 | 0 | 0 | 0 | 0 | 0 | 1 | 0 | 0 | 1000000 | 0.001 | 0 | 0 | 0 | 0 | 50 | 100000 | 50 | 0 | 0 | 1746599794 | 0 | 0 | 0 | 0 | 0 | 0 | 0 | 0 | 0 | 0.8 | 99999 | 1 | 0 | 1 | 1 | 0 | 0 | 1 | hor | 0 | 0 | 0 | tre | 0 | 0 | 0 | 0 | 1 | 1 | 0 | 0 | 1 | 0 | 0 | 0 | 0 | 0 | 0 | 10 | 10 | 0 | 1.1155 | 1 | 1 | 1 | 1 | 50 | 50 | 50 | 0 | 0.8 | 0 | 0 | 0 | 0.003 | 0.0003 | 100 | 1 | 100 | 100 | 45 | 70 | 70 | 61 | 60 | 0 | 0 | 0.9969 | 3 | 0 | 0 | 1 | 0 | 5 | 4905359 | 0 | 31.5589 | 58.4411 | 4905050 | 12 | 12 | 20 | 0.008925 | 0.044332 | 100 | 0 | 0 | 0.008925 | 0 | 0 | 1 | 1 | -2 | 1 | 3 | 5 | 1 | 0 | -1 | -1 | 0.001 | 0.001 | 0.001 | 20 | 25 | 5 | 4294967294 | [[]] | 5 | 20 | 0 | 1 | 0 | Overhead Line | 0 | -1 | 0 | 1 | 0 | 0.071598 | 1.3091 | 0.014531 | 0.068211
Line6 | Network Model.IntPrjfolder\Network Data.IntPrjfolder\Main Grid.ElmNet\Line6.ElmLne | 0 | Library.IntPrjfolder\Equipment Type Library.IntPrjfolder\20 kV 150A.TypLne | Network Model.IntPrjfolder\Network Data.IntPrjfolder\Main Grid.ElmNet | Network Model.IntPrjfolder\Network Data.IntPrjfolder\Main Grid.ElmNet\Bus27.ElmTerm\Cub_3.StaCubic | Network Model.IntPrjfolder\Network Data.IntPrjfolder\Main Grid.ElmNet\Bus31.ElmTerm\Cub_1.StaCubic | 0.189 | 1 | 1 | 0 | 20 | 1 | 0.03969 | 0.064619 | 0 | 0 | 0.03969 | 0.3184 | 0 | 0 | 1 | 1 | 1 | 1 | 1 | 1 | 1775 | 1746340871 | 0 | -1 | 0 | 0 | 0 | 0 | 0 | 0 | 0 | 0 | 0 | 0 | 0 | 0 | 0 | 0 | 0 | 1000 | 1000 | 1000 | 0 | 0 | 0 | 0 | 0 | 0 | 0 | 0 | 0 | 0 | 0 | 0 | 0 | 0 | 0 | 1 | ["0"] | ["0"] | Line6 | 50 | 0 | 0 | 0 | 0 | 0 | 0 | 1 | 0 | 0 | 0 | 0 | 0 | 0 | 0 | 0 | 0 | D | D | D | B | B | 1 | 1 | 0 | 0 | 100 | 1970-01-01T00:00:00Z | 0 | 0 | Network Model.IntPrjfolder\Network Data.IntPrjfolder\Areas.IntArea\KOTA.ElmArea | Network Model.IntPrjfolder\Network Data.IntPrjfolder\Main Grid.ElmNet | Network Model.IntPrjfolder\Network Data.IntPrjfolder\Main Grid.ElmNet | 0 | 0 | 0.0945 | 0 | 0 | 0 | 0 | 80 | 0 | 0 | MAN | 0 | 1 | 0 | 0 | 0 | 0 | 50 | 0 | 0 | 0 | 0 | 0 | 0 | 1 | 0 | 0 | 1000000 | 0.001 | 0 | 0 | 0 | 0 | 50 | 100000 | 50 | 0 | 0 | 1746599794 | 0 | 0 | 0 | 0 | 0 | 0 | 0 | 0 | 0 | 0.8 | 99999 | 1 | 0 | 1 | 1 | 0 | 0 | 1 | hor | 0 | 0 | 0 | tre | 0 | 0 | 0 | 0 | 1 | 1 | 0 | 0 | 1 | 0 | 0 | 0 | 0 | 0 | 0 | 10 | 10 | 0 | 1.1155 | 1 | 1 | 1 | 1 | 50 | 50 | 50 | 0 | 0.8 | 0 | 0 | 0 | 0.003 | 0.0003 | 100 | 1 | 100 | 100 | 45 | 70 | 70 | 61 | 60 | 0 | 0 | 0.9969 | 3 | 0 | 0 | 1 | 0 | 5 | 4905385 | 0 | 31.5589 | 58.4411 | 4905050 | 12 | 12 | 20 | 0.0099225 | 0.049287 | 100 | 0 | 0 | 0.0099225 | 0 | 0 | 1 | 1 | -2 | 1 | 3 | 5 | 1 | 0 | -1 | -1 | 0.001 | 0.001 | 0.001 | 20 | 25 | 5 | 4294967294 | [[]] | 5 | 20 | 0 | 1 | 0 | Overhead Line | 0 | -1 | 0 | 1 | 0 | 0.0796 | 1.3091 | 0.016155 | 0.075835
Line10 | Network Model.IntPrjfolder\Network Data.IntPrjfolder\Main Grid.ElmNet\Line10.ElmLne | 0 | Library.IntPrjfolder\Equipment Type Library.IntPrjfolder\20 kV 150A.TypLne | Network Model.IntPrjfolder\Network Data.IntPrjfolder\Main Grid.ElmNet | Network Model.IntPrjfolder\Network Data.IntPrjfolder\Main Grid.ElmNet\Bus31.ElmTerm\Cub_3.StaCubic | Network Model.IntPrjfolder\Network Data.IntPrjfolder\Main Grid.ElmNet\Terminal(7).ElmTerm\Cub_1.StaCubic | 0.479 | 1 | 1 | 0 | 20 | 1 | 0.10059 | 0.16377 | 0 | 0 | 0.10059 | 0.80695 | 0 | 0 | 1 | 1 | 1 | 1 | 1 | 1 | 1775 | 1746340967 | 0 | -1 | 0 | 0 | 0 | 0 | 0 | 0 | 0 | 0 | 0 | 0 | 0 | 0 | 0 | 0 | 0 | 1000 | 1000 | 1000 | 0 | 0 | 0 | 0 | 0 | 0 | 0 | 0 | 0 | 0 | 0 | 0 | 0 | 0 | 0 | 1 | ["0"] | ["0"] | Line10 | 50 | 0 | 0 | 0 | 0 | 0 | 0 | 1 | 0 | 0 | 0 | 0 | 0 | 0 | 0 | 0 | 0 | D | D | D | B | B | 1 | 1 | 0 | 0 | 100 | 1970-01-01T00:00:00Z | 0 | 0 | Network Model.IntPrjfolder\Network Data.IntPrjfolder\Areas.IntArea\KOTA.ElmArea | Network Model.IntPrjfolder\Network Data.IntPrjfolder\Main Grid.ElmNet | Network Model.IntPrjfolder\Network Data.IntPrjfolder\Main Grid.ElmNet | 0 | 0 | 0.2395 | 0 | 0 | 0 | 0 | 80 | 0 | 0 | MAN | 0 | 1 | 0 | 0 | 0 | 0 | 50 | 0 | 0 | 0 | 0 | 0 | 0 | 1 | 0 | 0 | 1000000 | 0.001 | 0 | 0 | 0 | 0 | 50 | 100000 | 50 | 0 | 0 | 1746599794 | 0 | 0 | 0 | 0 | 0 | 0 | 0 | 0 | 0 | 0.8 | 99999 | 1 | 0 | 1 | 1 | 0 | 0 | 1 | hor | 0 | 0 | 0 | tre | 0 | 0 | 0 | 0 | 1 | 1 | 0 | 0 | 1 | 0 | 0 | 0 | 0 | 0 | 0 | 10 | 10 | 0 | 1.1155 | 1 | 1 | 1 | 1 | 50 | 50 | 50 | 0 | 0.8 | 0 | 0 | 0 | 0.003 | 0.0003 | 100 | 1 | 100 | 100 | 45 | 70 | 70 | 61 | 60 | 0 | 0 | 0.9969 | 3 | 0 | 0 | 1 | 0 | 5 | 4905409 | 0 | 31.5589 | 58.4411 | 4905050 | 12 | 12 | 20 | 0.025147 | 0.12491 | 100 | 0 | 0 | 0.025147 | 0 | 0 | 1 | 1 | -2 | 1 | 3 | 5 | 1 | 0 | -1 | -1 | 0.001 | 0.001 | 0.001 | 20 | 25 | 5 | 4294967294 | [[]] | 5 | 20 | 0 | 1 | 0 | Overhead Line | 0 | -1 | 0 | 1 | 0 | 0.20174 | 1.3091 | 0.040943 | 0.1922
Line89 | Network Model.IntPrjfolder\Network Data.IntPrjfolder\Main Grid.ElmNet\Line89.ElmLne | 0 | Library.IntPrjfolder\Equipment Type Library.IntPrjfolder\20 kV 150A.TypLne | Network Model.IntPrjfolder\Network Data.IntPrjfolder\Main Grid.ElmNet | Network Model.IntPrjfolder\Network Data.IntPrjfolder\Main Grid.ElmNet\Bus42.ElmTerm\Cub_2.StaCubic | Network Model.IntPrjfolder\Network Data.IntPrjfolder\Main Grid.ElmNet\Bus194.ElmTerm\Cub_1.StaCubic | 0.288 | 1 | 1 | 0 | 20 | 1 | 0.06048 | 0.098467 | 0 | 0 | 0.06048 | 0.48518 | 0 | 0 | 1 | 1 | 1 | 1 | 1 | 1 | 1775 | 1746341058 | 0 | -1 | 0 | 0 | 0 | 0 | 0 | 0 | 0 | 0 | 0 | 0 | 0 | 0 | 0 | 0 | 0 | 1000 | 1000 | 1000 | 0 | 0 | 0 | 0 | 0 | 0 | 0 | 0 | 0 | 0 | 0 | 0 | 0 | 0 | 0 | 1 | ["0"] | ["0"] | Line89 | 50 | 0 | 0 | 0 | 0 | 0 | 0 | 1 | 0 | 0 | 0 | 0 | 0 | 0 | 0 | 0 | 0 | D | D | D | B | B | 1 | 1 | 0 | 0 | 100 | 1970-01-01T00:00:00Z | 0 | 0 | Network Model.IntPrjfolder\Network Data.IntPrjfolder\Areas.IntArea\KOTA.ElmArea | Network Model.IntPrjfolder\Network Data.IntPrjfolder\Main Grid.ElmNet | Network Model.IntPrjfolder\Network Data.IntPrjfolder\Main Grid.ElmNet | 0 | 0 | 0.144 | 0 | 0 | 0 | 0 | 80 | 0 | 0 | MAN | 0 | 1 | 0 | 0 | 0 | 0 | 50 | 0 | 0 | 0 | 0 | 0 | 0 | 1 | 0 | 0 | 1000000 | 0.001 | 0 | 0 | 0 | 0 | 50 | 100000 | 50 | 0 | 0 | 1746599794 | 0 | 0 | 0 | 0 | 0 | 0 | 0 | 0 | 0 | 0.8 | 99999 | 1 | 0 | 1 | 1 | 0 | 0 | 1 | hor | 0 | 0 | 0 | tre | 0 | 0 | 0 | 0 | 1 | 1 | 0 | 0 | 1 | 0 | 0 | 0 | 0 | 0 | 0 | 10 | 10 | 0 | 1.1155 | 1 | 1 | 1 | 1 | 50 | 50 | 50 | 0 | 0.8 | 0 | 0 | 0 | 0.003 | 0.0003 | 100 | 1 | 100 | 100 | 45 | 70 | 70 | 61 | 60 | 0 | 0 | 0.9969 | 3 | 0 | 0 | 1 | 0 | 5 | 4905427 | 0 | 31.5589 | 58.4411 | 4905050 | 12 | 12 | 20 | 0.01512 | 0.075104 | 100 | 0 | 0 | 0.01512 | 0 | 0 | 1 | 1 | -2 | 1 | 3 | 5 | 1 | 0 | -1 | -1 | 0.001 | 0.001 | 0.001 | 20 | 25 | 5 | 4294967294 | [[]] | 5 | 20 | 0 | 1 | 0 | Overhead Line | 0 | -1 | 0 | 1 | 0 | 0.1213 | 1.3091 | 0.024617 | 0.11556
Line12 | Network Model.IntPrjfolder\Network Data.IntPrjfolder\Main Grid.ElmNet\Line12.ElmLne | 0 | Library.IntPrjfolder\Equipment Type Library.IntPrjfolder\20 kV 150A.TypLne | Network Model.IntPrjfolder\Network Data.IntPrjfolder\Main Grid.ElmNet | Network Model.IntPrjfolder\Network Data.IntPrjfolder\Main Grid.ElmNet\Bus194.ElmTerm\Cub_3.StaCubic | Network Model.IntPrjfolder\Network Data.IntPrjfolder\Main Grid.ElmNet\Bus41.ElmTerm\Cub_1.StaCubic | 0.455 | 1 | 1 | 0 | 20 | 1 | 0.09555 | 0.15556 | 0 | 0 | 0.09555 | 0.76652 | 0 | 0 | 1 | 1 | 1 | 1 | 1 | 1 | 1775 | 1746341168 | 0 | -1 | 0 | 0 | 0 | 0 | 0 | 0 | 0 | 0 | 0 | 0 | 0 | 0 | 0 | 0 | 0 | 1000 | 1000 | 1000 | 0 | 0 | 0 | 0 | 0 | 0 | 0 | 0 | 0 | 0 | 0 | 0 | 0 | 0 | 0 | 1 | ["0"] | ["0"] | Line12 | 50 | 0 | 0 | 0 | 0 | 0 | 0 | 1 | 0 | 0 | 0 | 0 | 0 | 0 | 0 | 0 | 0 | D | D | D | B | B | 1 | 1 | 0 | 0 | 100 | 1970-01-01T00:00:00Z | 0 | 0 | Network Model.IntPrjfolder\Network Data.IntPrjfolder\Areas.IntArea\KOTA.ElmArea | Network Model.IntPrjfolder\Network Data.IntPrjfolder\Main Grid.ElmNet | Network Model.IntPrjfolder\Network Data.IntPrjfolder\Main Grid.ElmNet | 0 | 0 | 0.2275 | 0 | 0 | 0 | 0 | 80 | 0 | 0 | MAN | 0 | 1 | 0 | 0 | 0 | 0 | 50 | 0 | 0 | 0 | 0 | 0 | 0 | 1 | 0 | 0 | 1000000 | 0.001 | 0 | 0 | 0 | 0 | 50 | 100000 | 50 | 0 | 0 | 1746599794 | 0 | 0 | 0 | 0 | 0 | 0 | 0 | 0 | 0 | 0.8 | 99999 | 1 | 0 | 1 | 1 | 0 | 0 | 1 | hor | 0 | 0 | 0 | tre | 0 | 0 | 0 | 0 | 1 | 1 | 0 | 0 | 1 | 0 | 0 | 0 | 0 | 0 | 0 | 10 | 10 | 0 | 1.1155 | 1 | 1 | 1 | 1 | 50 | 50 | 50 | 0 | 0.8 | 0 | 0 | 0 | 0.003 | 0.0003 | 100 | 1 | 100 | 100 | 45 | 70 | 70 | 61 | 60 | 0 | 0 | 0.9969 | 3 | 0 | 0 | 1 | 0 | 5 | 4905450 | 0 | 31.5589 | 58.4411 | 4905050 | 12 | 12 | 20 | 0.023888 | 0.11865 | 100 | 0 | 0 | 0.023888 | 0 | 0 | 1 | 1 | -2 | 1 | 3 | 5 | 1 | 0 | -1 | -1 | 0.001 | 0.001 | 0.001 | 20 | 25 | 5 | 4294967294 | [[]] | 5 | 20 | 0 | 1 | 0 | Overhead Line | 0 | -1 | 0 | 1 | 0 | 0.19163 | 1.3091 | 0.038891 | 0.18257
Line14 | Network Model.IntPrjfolder\Network Data.IntPrjfolder\Main Grid.ElmNet\Line14.ElmLne | 0 | Library.IntPrjfolder\Equipment Type Library.IntPrjfolder\20 kV 150A.TypLne | Network Model.IntPrjfolder\Network Data.IntPrjfolder\Main Grid.ElmNet | Network Model.IntPrjfolder\Network Data.IntPrjfolder\Main Grid.ElmNet\Bus41.ElmTerm\Cub_3.StaCubic | Network Model.IntPrjfolder\Network Data.IntPrjfolder\Main Grid.ElmNet\Bus198.ElmTerm\Cub_1.StaCubic | 0.253 | 1 | 1 | 0 | 20 | 1 | 0.05313 | 0.086501 | 0 | 0 | 0.05313 | 0.42622 | 0 | 0 | 1 | 1 | 1 | 1 | 1 | 1 | 1775 | 1746341321 | 0 | -1 | 0 | 0 | 0 | 0 | 0 | 0 | 0 | 0 | 0 | 0 | 0 | 0 | 0 | 0 | 0 | 1000 | 1000 | 1000 | 0 | 0 | 0 | 0 | 0 | 0 | 0 | 0 | 0 | 0 | 0 | 0 | 0 | 0 | 0 | 1 | ["0"] | ["0"] | Line14 | 50 | 0 | 0 | 0 | 0 | 0 | 0 | 1 | 0 | 0 | 0 | 0 | 0 | 0 | 0 | 0 | 0 | D | D | D | B | B | 1 | 1 | 0 | 0 | 100 | 1970-01-01T00:00:00Z | 0 | 0 | Network Model.IntPrjfolder\Network Data.IntPrjfolder\Areas.IntArea\KOTA.ElmArea | Network Model.IntPrjfolder\Network Data.IntPrjfolder\Main Grid.ElmNet | Network Model.IntPrjfolder\Network Data.IntPrjfolder\Main Grid.ElmNet | 0 | 0 | 0.1265 | 0 | 0 | 0 | 0 | 80 | 0 | 0 | MAN | 0 | 1 | 0 | 0 | 0 | 0 | 50 | 0 | 0 | 0 | 0 | 0 | 0 | 1 | 0 | 0 | 1000000 | 0.001 | 0 | 0 | 0 | 0 | 50 | 100000 | 50 | 0 | 0 | 1746599794 | 0 | 0 | 0 | 0 | 0 | 0 | 0 | 0 | 0 | 0.8 | 99999 | 1 | 0 | 1 | 1 | 0 | 0 | 1 | hor | 0 | 0 | 0 | tre | 0 | 0 | 0 | 0 | 1 | 1 | 0 | 0 | 1 | 0 | 0 | 0 | 0 | 0 | 0 | 10 | 10 | 0 | 1.1155 | 1 | 1 | 1 | 1 | 50 | 50 | 50 | 0 | 0.8 | 0 | 0 | 0 | 0.003 | 0.0003 | 100 | 1 | 100 | 100 | 45 | 70 | 70 | 61 | 60 | 0 | 0 | 0.9969 | 3 | 0 | 0 | 1 | 0 | 5 | 4905473 | 0 | 31.5589 | 58.4411 | 4905050 | 12 | 12 | 20 | 0.013282 | 0.065977 | 100 | 0 | 0 | 0.013282 | 0 | 0 | 1 | 1 | -2 | 1 | 3 | 5 | 1 | 0 | -1 | -1 | 0.001 | 0.001 | 0.001 | 20 | 25 | 5 | 4294967294 | [[]] | 5 | 20 | 0 | 1 | 0 | Overhead Line | 0 | -1 | 0 | 1 | 0 | 0.10655 | 1.3091 | 0.021625 | 0.10151
Line91 | Network Model.IntPrjfolder\Network Data.IntPrjfolder\Main Grid.ElmNet\Line91.ElmLne | 0 | Library.IntPrjfolder\Equipment Type Library.IntPrjfolder\20 kV 150A.TypLne | Network Model.IntPrjfolder\Network Data.IntPrjfolder\Main Grid.ElmNet | Network Model.IntPrjfolder\Network Data.IntPrjfolder\Main Grid.ElmNet\Bus198.ElmTerm\Cub_3.StaCubic | Network Model.IntPrjfolder\Network Data.IntPrjfolder\Main Grid.ElmNet\Bus43.ElmTerm\Cub_1.StaCubic | 0.167 | 1 | 1 | 0 | 20 | 1 | 0.03507 | 0.057097 | 0 | 0 | 0.03507 | 0.28134 | 0 | 0 | 1 | 1 | 1 | 1 | 1 | 1 | 1775 | 1746341529 | 0 | -1 | 0 | 0 | 0 | 0 | 0 | 0 | 0 | 0 | 0 | 0 | 0 | 0 | 0 | 0 | 0 | 1000 | 1000 | 1000 | 0 | 0 | 0 | 0 | 0 | 0 | 0 | 0 | 0 | 0 | 0 | 0 | 0 | 0 | 0 | 1 | ["0"] | ["0"] | Line91 | 50 | 0 | 0 | 0 | 0 | 0 | 0 | 1 | 0 | 0 | 0 | 0 | 0 | 0 | 0 | 0 | 0 | D | D | D | B | B | 1 | 1 | 0 | 0 | 100 | 1970-01-01T00:00:00Z | 0 | 0 | Network Model.IntPrjfolder\Network Data.IntPrjfolder\Areas.IntArea\KOTA.ElmArea | Network Model.IntPrjfolder\Network Data.IntPrjfolder\Main Grid.ElmNet | Network Model.IntPrjfolder\Network Data.IntPrjfolder\Main Grid.ElmNet | 0 | 0 | 0.0835 | 0 | 0 | 0 | 0 | 80 | 0 | 0 | MAN | 0 | 1 | 0 | 0 | 0 | 0 | 50 | 0 | 0 | 0 | 0 | 0 | 0 | 1 | 0 | 0 | 1000000 | 0.001 | 0 | 0 | 0 | 0 | 50 | 100000 | 50 | 0 | 0 | 1746599794 | 0 | 0 | 0 | 0 | 0 | 0 | 0 | 0 | 0 | 0.8 | 99999 | 1 | 0 | 1 | 1 | 0 | 0 | 1 | hor | 0 | 0 | 0 | tre | 0 | 0 | 0 | 0 | 1 | 1 | 0 | 0 | 1 | 0 | 0 | 0 | 0 | 0 | 0 | 10 | 10 | 0 | 1.1155 | 1 | 1 | 1 | 1 | 50 | 50 | 50 | 0 | 0.8 | 0 | 0 | 0 | 0.003 | 0.0003 | 100 | 1 | 100 | 100 | 45 | 70 | 70 | 61 | 60 | 0 | 0 | 0.9969 | 3 | 0 | 0 | 1 | 0 | 5 | 4905498 | 0 | 31.5589 | 58.4411 | 4905050 | 12 | 12 | 20 | 0.0087675 | 0.04355 | 100 | 0 | 0 | 0.0087675 | 0 | 0 | 1 | 1 | -2 | 1 | 3 | 5 | 1 | 0 | -1 | -1 | 0.001 | 0.001 | 0.001 | 20 | 25 | 5 | 4294967294 | [[]] | 5 | 20 | 0 | 1 | 0 | Overhead Line | 0 | -1 | 0 | 1 | 0 | 0.070335 | 1.3091 | 0.014274 | 0.067008
Line16 | Network Model.IntPrjfolder\Network Data.IntPrjfolder\Main Grid.ElmNet\Line16.ElmLne | 0 | Library.IntPrjfolder\Equipment Type Library.IntPrjfolder\20 kV 150A.TypLne | Network Model.IntPrjfolder\Network Data.IntPrjfolder\Main Grid.ElmNet | Network Model.IntPrjfolder\Network Data.IntPrjfolder\Main Grid.ElmNet\Bus43.ElmTerm\Cub_2.StaCubic | Network Model.IntPrjfolder\Network Data.IntPrjfolder\Main Grid.ElmNet\Bus49.ElmTerm\Cub_1.StaCubic | 0.326 | 1 | 1 | 0 | 20 | 1 | 0.06846 | 0.11146 | 0 | 0 | 0.06846 | 0.5492 | 0 | 0 | 1 | 1 | 1 | 1 | 1 | 1 | 1775 | 1746341618 | 0 | -1 | 0 | 0 | 0 | 0 | 0 | 0 | 0 | 0 | 0 | 0 | 0 | 0 | 0 | 0 | 0 | 1000 | 1000 | 1000 | 0 | 0 | 0 | 0 | 0 | 0 | 0 | 0 | 0 | 0 | 0 | 0 | 0 | 0 | 0 | 1 | ["0"] | ["0"] | Line16 | 50 | 0 | 0 | 0 | 0 | 0 | 0 | 1 | 0 | 0 | 0 | 0 | 0 | 0 | 0 | 0 | 0 | D | D | D | B | B | 1 | 1 | 0 | 0 | 100 | 1970-01-01T00:00:00Z | 0 | 0 | Network Model.IntPrjfolder\Network Data.IntPrjfolder\Areas.IntArea\KOTA.ElmArea | Network Model.IntPrjfolder\Network Data.IntPrjfolder\Main Grid.ElmNet | Network Model.IntPrjfolder\Network Data.IntPrjfolder\Main Grid.ElmNet | 0 | 0 | 0.163 | 0 | 0 | 0 | 0 | 80 | 0 | 0 | MAN | 0 | 1 | 0 | 0 | 0 | 0 | 50 | 0 | 0 | 0 | 0 | 0 | 0 | 1 | 0 | 0 | 1000000 | 0.001 | 0 | 0 | 0 | 0 | 50 | 100000 | 50 | 0 | 0 | 1746599794 | 0 | 0 | 0 | 0 | 0 | 0 | 0 | 0 | 0 | 0.8 | 99999 | 1 | 0 | 1 | 1 | 0 | 0 | 1 | hor | 0 | 0 | 0 | tre | 0 | 0 | 0 | 0 | 1 | 1 | 0 | 0 | 1 | 0 | 0 | 0 | 0 | 0 | 0 | 10 | 10 | 0 | 1.1155 | 1 | 1 | 1 | 1 | 50 | 50 | 50 | 0 | 0.8 | 0 | 0 | 0 | 0.003 | 0.0003 | 100 | 1 | 100 | 100 | 45 | 70 | 70 | 61 | 60 | 0 | 0 | 0.9969 | 3 | 0 | 0 | 1 | 0 | 5 | 4905516 | 0 | 31.5589 | 58.4411 | 4905050 | 12 | 12 | 20 | 0.017115 | 0.085014 | 100 | 0 | 0 | 0.017115 | 0 | 0 | 1 | 1 | -2 | 1 | 3 | 5 | 1 | 0 | -1 | -1 | 0.001 | 0.001 | 0.001 | 20 | 25 | 5 | 4294967294 | [[]] | 5 | 20 | 0 | 1 | 0 | Overhead Line | 0 | -1 | 0 | 1 | 0 | 0.1373 | 1.3091 | 0.027865 | 0.13081
Line18 | Network Model.IntPrjfolder\Network Data.IntPrjfolder\Main Grid.ElmNet\Line18.ElmLne | 0 | Library.IntPrjfolder\Equipment Type Library.IntPrjfolder\20 kV 150A.TypLne | Network Model.IntPrjfolder\Network Data.IntPrjfolder\Main Grid.ElmNet | Network Model.IntPrjfolder\Network Data.IntPrjfolder\Main Grid.ElmNet\Bus49.ElmTerm\Cub_2.StaCubic | Network Model.IntPrjfolder\Network Data.IntPrjfolder\Main Grid.ElmNet\Bus50.ElmTerm\Cub_1.StaCubic | 0.079 | 1 | 1 | 0 | 20 | 1 | 0.01659 | 0.02701 | 0 | 0 | 0.01659 | 0.13309 | 0 | 0 | 1 | 1 | 1 | 1 | 1 | 1 | 1775 | 1746341658 | 0 | -1 | 0 | 0 | 0 | 0 | 0 | 0 | 0 | 0 | 0 | 0 | 0 | 0 | 0 | 0 | 0 | 1000 | 1000 | 1000 | 0 | 0 | 0 | 0 | 0 | 0 | 0 | 0 | 0 | 0 | 0 | 0 | 0 | 0 | 0 | 1 | ["0"] | ["0"] | Line18 | 50 | 0 | 0 | 0 | 0 | 0 | 0 | 1 | 0 | 0 | 0 | 0 | 0 | 0 | 0 | 0 | 0 | D | D | D | B | B | 1 | 1 | 0 | 0 | 100 | 1970-01-01T00:00:00Z | 0 | 0 | Network Model.IntPrjfolder\Network Data.IntPrjfolder\Areas.IntArea\KOTA.ElmArea | Network Model.IntPrjfolder\Network Data.IntPrjfolder\Main Grid.ElmNet | Network Model.IntPrjfolder\Network Data.IntPrjfolder\Main Grid.ElmNet | 0 | 0 | 0.0395 | 0 | 0 | 0 | 0 | 80 | 0 | 0 | MAN | 0 | 1 | 0 | 0 | 0 | 0 | 50 | 0 | 0 | 0 | 0 | 0 | 0 | 1 | 0 | 0 | 1000000 | 0.001 | 0 | 0 | 0 | 0 | 50 | 100000 | 50 | 0 | 0 | 1746599794 | 0 | 0 | 0 | 0 | 0 | 0 | 0 | 0 | 0 | 0.8 | 99999 | 1 | 0 | 1 | 1 | 0 | 0 | 1 | hor | 0 | 0 | 0 | tre | 0 | 0 | 0 | 0 | 1 | 1 | 0 | 0 | 1 | 0 | 0 | 0 | 0 | 0 | 0 | 10 | 10 | 0 | 1.1155 | 1 | 1 | 1 | 1 | 50 | 50 | 50 | 0 | 0.8 | 0 | 0 | 0 | 0.003 | 0.0003 | 100 | 1 | 100 | 100 | 45 | 70 | 70 | 61 | 60 | 0 | 0 | 0.9969 | 3 | 0 | 0 | 1 | 0 | 5 | 4905524 | 0 | 31.5589 | 58.4411 | 4905050 | 12 | 12 | 20 | 0.0041475 | 0.020601 | 100 | 0 | 0 | 0.0041475 | 0 | 0 | 1 | 1 | -2 | 1 | 3 | 5 | 1 | 0 | -1 | -1 | 0.001 | 0.001 | 0.001 | 20 | 25 | 5 | 4294967294 | [[]] | 5 | 20 | 0 | 1 | 0 | Overhead Line | 0 | -1 | 0 | 1 | 0 | 0.033272 | 1.3091 | 0.0067525 | 0.031698
Line95 | Network Model.IntPrjfolder\Network Data.IntPrjfolder\Main Grid.ElmNet\Line95.ElmLne | 0 | Library.IntPrjfolder\Equipment Type Library.IntPrjfolder\20 kV 150A.TypLne | Network Model.IntPrjfolder\Network Data.IntPrjfolder\Main Grid.ElmNet | Network Model.IntPrjfolder\Network Data.IntPrjfolder\Main Grid.ElmNet\Bus50.ElmTerm\Cub_2.StaCubic | Network Model.IntPrjfolder\Network Data.IntPrjfolder\Main Grid.ElmNet\Bus202.ElmTerm\Cub_1.StaCubic | 0.577 | 1 | 1 | 0 | 20 | 1 | 0.12117 | 0.19728 | 0 | 0 | 0.12117 | 0.97205 | 0 | 0 | 1 | 1 | 1 | 1 | 1 | 1 | 1775 | 1746341662 | 0 | -1 | 0 | 0 | 0 | 0 | 0 | 0 | 0 | 0 | 0 | 0 | 0 | 0 | 0 | 0 | 0 | 1000 | 1000 | 1000 | 0 | 0 | 0 | 0 | 0 | 0 | 0 | 0 | 0 | 0 | 0 | 0 | 0 | 0 | 0 | 1 | ["0"] | ["0"] | Line95 | 50 | 0 | 0 | 0 | 0 | 0 | 0 | 1 | 0 | 0 | 0 | 0 | 0 | 0 | 0 | 0 | 0 | D | D | D | B | B | 1 | 1 | 0 | 0 | 100 | 1970-01-01T00:00:00Z | 0 | 0 | Network Model.IntPrjfolder\Network Data.IntPrjfolder\Areas.IntArea\KOTA.ElmArea | Network Model.IntPrjfolder\Network Data.IntPrjfolder\Main Grid.ElmNet | Network Model.IntPrjfolder\Network Data.IntPrjfolder\Main Grid.ElmNet | 0 | 0 | 0.2885 | 0 | 0 | 0 | 0 | 80 | 0 | 0 | MAN | 0 | 1 | 0 | 0 | 0 | 0 | 50 | 0 | 0 | 0 | 0 | 0 | 0 | 1 | 0 | 0 | 1000000 | 0.001 | 0 | 0 | 0 | 0 | 50 | 100000 | 50 | 0 | 0 | 1746599794 | 0 | 0 | 0 | 0 | 0 | 0 | 0 | 0 | 0 | 0.8 | 99999 | 1 | 0 | 1 | 1 | 0 | 0 | 1 | hor | 0 | 0 | 0 | tre | 0 | 0 | 0 | 0 | 1 | 1 | 0 | 0 | 1 | 0 | 0 | 0 | 0 | 0 | 0 | 10 | 10 | 0 | 1.1155 | 1 | 1 | 1 | 1 | 50 | 50 | 50 | 0 | 0.8 | 0 | 0 | 0 | 0.003 | 0.0003 | 100 | 1 | 100 | 100 | 45 | 70 | 70 | 61 | 60 | 0 | 0 | 0.9969 | 3 | 0 | 0 | 1 | 0 | 5 | 4905530 | 0 | 31.5589 | 58.4411 | 4905050 | 12 | 12 | 20 | 0.030292 | 0.15047 | 100 | 0 | 0 | 0.030292 | 0 | 0 | 1 | 1 | -2 | 1 | 3 | 5 | 1 | 0 | -1 | -1 | 0.001 | 0.001 | 0.001 | 20 | 25 | 5 | 4294967294 | [[]] | 5 | 20 | 0 | 1 | 0 | Overhead Line | 0 | -1 | 0 | 1 | 0 | 0.24301 | 1.3091 | 0.049319 | 0.23152
Line97 | Network Model.IntPrjfolder\Network Data.IntPrjfolder\Main Grid.ElmNet\Line97.ElmLne | 0 | Library.IntPrjfolder\Equipment Type Library.IntPrjfolder\20 kV 150A.TypLne | Network Model.IntPrjfolder\Network Data.IntPrjfolder\Main Grid.ElmNet | Network Model.IntPrjfolder\Network Data.IntPrjfolder\Main Grid.ElmNet\Bus202.ElmTerm\Cub_2.StaCubic | Network Model.IntPrjfolder\Network Data.IntPrjfolder\Main Grid.ElmNet\Bus205.ElmTerm\Cub_1.StaCubic | 0.317 | 1 | 1 | 0 | 20 | 1 | 0.06657 | 0.10838 | 0 | 0 | 0.06657 | 0.53404 | 0 | 0 | 1 | 1 | 1 | 1 | 1 | 1 | 1775 | 1746341664 | 0 | -1 | 0 | 0 | 0 | 0 | 0 | 0 | 0 | 0 | 0 | 0 | 0 | 0 | 0 | 0 | 0 | 1000 | 1000 | 1000 | 0 | 0 | 0 | 0 | 0 | 0 | 0 | 0 | 0 | 0 | 0 | 0 | 0 | 0 | 0 | 1 | ["0"] | ["0"] | Line97 | 50 | 0 | 0 | 0 | 0 | 0 | 0 | 1 | 0 | 0 | 0 | 0 | 0 | 0 | 0 | 0 | 0 | D | D | D | B | B | 1 | 1 | 0 | 0 | 100 | 1970-01-01T00:00:00Z | 0 | 0 | Network Model.IntPrjfolder\Network Data.IntPrjfolder\Areas.IntArea\KOTA.ElmArea | Network Model.IntPrjfolder\Network Data.IntPrjfolder\Main Grid.ElmNet | Network Model.IntPrjfolder\Network Data.IntPrjfolder\Main Grid.ElmNet | 0 | 0 | 0.1585 | 0 | 0 | 0 | 0 | 80 | 0 | 0 | MAN | 0 | 1 | 0 | 0 | 0 | 0 | 50 | 0 | 0 | 0 | 0 | 0 | 0 | 1 | 0 | 0 | 1000000 | 0.001 | 0 | 0 | 0 | 0 | 50 | 100000 | 50 | 0 | 0 | 1746599794 | 0 | 0 | 0 | 0 | 0 | 0 | 0 | 0 | 0 | 0.8 | 99999 | 1 | 0 | 1 | 1 | 0 | 0 | 1 | hor | 0 | 0 | 0 | tre | 0 | 0 | 0 | 0 | 1 | 1 | 0 | 0 | 1 | 0 | 0 | 0 | 0 | 0 | 0 | 10 | 10 | 0 | 1.1155 | 1 | 1 | 1 | 1 | 50 | 50 | 50 | 0 | 0.8 | 0 | 0 | 0 | 0.003 | 0.0003 | 100 | 1 | 100 | 100 | 45 | 70 | 70 | 61 | 60 | 0 | 0 | 0.9969 | 3 | 0 | 0 | 1 | 0 | 5 | 4905536 | 0 | 31.5589 | 58.4411 | 4905050 | 12 | 12 | 20 | 0.016642 | 0.082667 | 100 | 0 | 0 | 0.016642 | 0 | 0 | 1 | 1 | -2 | 1 | 3 | 5 | 1 | 0 | -1 | -1 | 0.001 | 0.001 | 0.001 | 20 | 25 | 5 | 4294967294 | [[]] | 5 | 20 | 0 | 1 | 0 | Overhead Line | 0 | -1 | 0 | 1 | 0 | 0.13351 | 1.3091 | 0.027096 | 0.12719
Line93 | Network Model.IntPrjfolder\Network Data.IntPrjfolder\Main Grid.ElmNet\Line93.ElmLne | 0 | Library.IntPrjfolder\Equipment Type Library.IntPrjfolder\20 kV 150A.TypLne | Network Model.IntPrjfolder\Network Data.IntPrjfolder\Main Grid.ElmNet | Network Model.IntPrjfolder\Network Data.IntPrjfolder\Main Grid.ElmNet\Bus50.ElmTerm\Cub_3.StaCubic | Network Model.IntPrjfolder\Network Data.IntPrjfolder\Main Grid.ElmNet\Bus201.ElmTerm\Cub_1.StaCubic | 0.26 | 1 | 1 | 0 | 20 | 1 | 0.0546 | 0.088894 | 0 | 0 | 0.0546 | 0.43801 | 0 | 0 | 1 | 1 | 1 | 1 | 1 | 1 | 1775 | 1746341749 | 0 | -1 | 0 | 0 | 0 | 0 | 0 | 0 | 0 | 0 | 0 | 0 | 0 | 0 | 0 | 0 | 0 | 1000 | 1000 | 1000 | 0 | 0 | 0 | 0 | 0 | 0 | 0 | 0 | 0 | 0 | 0 | 0 | 0 | 0 | 0 | 1 | ["0"] | ["0"] | Line93 | 50 | 0 | 0 | 0 | 0 | 0 | 0 | 1 | 0 | 0 | 0 | 0 | 0 | 0 | 0 | 0 | 0 | D | D | D | B | B | 1 | 1 | 0 | 0 | 100 | 1970-01-01T00:00:00Z | 0 | 0 | Network Model.IntPrjfolder\Network Data.IntPrjfolder\Areas.IntArea\KOTA.ElmArea | Network Model.IntPrjfolder\Network Data.IntPrjfolder\Main Grid.ElmNet | Network Model.IntPrjfolder\Network Data.IntPrjfolder\Main Grid.ElmNet | 0 | 0 | 0.13 | 0 | 0 | 0 | 0 | 80 | 0 | 0 | MAN | 0 | 1 | 0 | 0 | 0 | 0 | 50 | 0 | 0 | 0 | 0 | 0 | 0 | 1 | 0 | 0 | 1000000 | 0.001 | 0 | 0 | 0 | 0 | 50 | 100000 | 50 | 0 | 0 | 1746599794 | 0 | 0 | 0 | 0 | 0 | 0 | 0 | 0 | 0 | 0.8 | 99999 | 1 | 0 | 1 | 1 | 0 | 0 | 1 | hor | 0 | 0 | 0 | tre | 0 | 0 | 0 | 0 | 1 | 1 | 0 | 0 | 1 | 0 | 0 | 0 | 0 | 0 | 0 | 10 | 10 | 0 | 1.1155 | 1 | 1 | 1 | 1 | 50 | 50 | 50 | 0 | 0.8 | 0 | 0 | 0 | 0.003 | 0.0003 | 100 | 1 | 100 | 100 | 45 | 70 | 70 | 61 | 60 | 0 | 0 | 0.9969 | 3 | 0 | 0 | 1 | 0 | 5 | 4905545 | 0 | 31.5589 | 58.4411 | 4905050 | 12 | 12 | 20 | 0.01365 | 0.067802 | 100 | 0 | 0 | 0.01365 | 0 | 0 | 1 | 1 | -2 | 1 | 3 | 5 | 1 | 0 | -1 | -1 | 0.001 | 0.001 | 0.001 | 20 | 25 | 5 | 4294967294 | [[]] | 5 | 20 | 0 | 1 | 0 | Overhead Line | 0 | -1 | 0 | 1 | 0 | 0.1095 | 1.3091 | 0.022223 | 0.10432
Line24 | Network Model.IntPrjfolder\Network Data.IntPrjfolder\Main Grid.ElmNet\Line24.ElmLne | 0 | Library.IntPrjfolder\Equipment Type Library.IntPrjfolder\20 kV 150A.TypLne | Network Model.IntPrjfolder\Network Data.IntPrjfolder\Main Grid.ElmNet | Network Model.IntPrjfolder\Network Data.IntPrjfolder\Main Grid.ElmNet\Bus43.ElmTerm\Cub_3.StaCubic | Network Model.IntPrjfolder\Network Data.IntPrjfolder\Main Grid.ElmNet\Bus63.ElmTerm\Cub_1.StaCubic | 0.078 | 1 | 1 | 0 | 20 | 1 | 0.01638 | 0.026668 | 0 | 0 | 0.01638 | 0.1314 | 0 | 0 | 1 | 1 | 1 | 1 | 1 | 1 | 1775 | 1746341966 | 0 | -1 | 0 | 0 | 0 | 0 | 0 | 0 | 0 | 0 | 0 | 0 | 0 | 0 | 0 | 0 | 0 | 1000 | 1000 | 1000 | 0 | 0 | 0 | 0 | 0 | 0 | 0 | 0 | 0 | 0 | 0 | 0 | 0 | 0 | 0 | 1 | ["0"] | ["0"] | Line24 | 50 | 0 | 0 | 0 | 0 | 0 | 0 | 1 | 0 | 0 | 0 | 0 | 0 | 0 | 0 | 0 | 0 | D | D | D | B | B | 1 | 1 | 0 | 0 | 100 | 1970-01-01T00:00:00Z | 0 | 0 | Network Model.IntPrjfolder\Network Data.IntPrjfolder\Areas.IntArea\KOTA.ElmArea | Network Model.IntPrjfolder\Network Data.IntPrjfolder\Main Grid.ElmNet | Network Model.IntPrjfolder\Network Data.IntPrjfolder\Main Grid.ElmNet | 0 | 0 | 0.039 | 0 | 0 | 0 | 0 | 80 | 0 | 0 | MAN | 0 | 1 | 0 | 0 | 0 | 0 | 50 | 0 | 0 | 0 | 0 | 0 | 0 | 1 | 0 | 0 | 1000000 | 0.001 | 0 | 0 | 0 | 0 | 50 | 100000 | 50 | 0 | 0 | 1746599794 | 0 | 0 | 0 | 0 | 0 | 0 | 0 | 0 | 0 | 0.8 | 99999 | 1 | 0 | 1 | 1 | 0 | 0 | 1 | hor | 0 | 0 | 0 | tre | 0 | 0 | 0 | 0 | 1 | 1 | 0 | 0 | 1 | 0 | 0 | 0 | 0 | 0 | 0 | 10 | 10 | 0 | 1.1155 | 1 | 1 | 1 | 1 | 50 | 50 | 50 | 0 | 0.8 | 0 | 0 | 0 | 0.003 | 0.0003 | 100 | 1 | 100 | 100 | 45 | 70 | 70 | 61 | 60 | 0 | 0 | 0.9969 | 3 | 0 | 0 | 1 | 0 | 5 | 4905611 | 0 | 31.5589 | 58.4411 | 4905050 | 12 | 12 | 20 | 0.004095 | 0.020341 | 100 | 0 | 0 | 0.004095 | 0 | 0 | 1 | 1 | -2 | 1 | 3 | 5 | 1 | 0 | -1 | -1 | 0.001 | 0.001 | 0.001 | 20 | 25 | 5 | 4294967294 | [[]] | 5 | 20 | 0 | 1 | 0 | Overhead Line | 0 | -1 | 0 | 1 | 0 | 0.032851 | 1.3091 | 0.0066671 | 0.031297
Line26 | Network Model.IntPrjfolder\Network Data.IntPrjfolder\Main Grid.ElmNet\Line26.ElmLne | 0 | Library.IntPrjfolder\Equipment Type Library.IntPrjfolder\20 kV 150A.TypLne | Network Model.IntPrjfolder\Network Data.IntPrjfolder\Main Grid.ElmNet | Network Model.IntPrjfolder\Network Data.IntPrjfolder\Main Grid.ElmNet\Bus63.ElmTerm\Cub_3.StaCubic | Network Model.IntPrjfolder\Network Data.IntPrjfolder\Main Grid.ElmNet\Terminal(8).ElmTerm\Cub_1.StaCubic | 0.259 | 1 | 1 | 0 | 20 | 1 | 0.05439 | 0.088552 | 0 | 0 | 0.05439 | 0.43633 | 0 | 0 | 1 | 1 | 1 | 1 | 1 | 1 | 1775 | 1746342084 | 0 | -1 | 0 | 0 | 0 | 0 | 0 | 0 | 0 | 0 | 0 | 0 | 0 | 0 | 0 | 0 | 0 | 1000 | 1000 | 1000 | 0 | 0 | 0 | 0 | 0 | 0 | 0 | 0 | 0 | 0 | 0 | 0 | 0 | 0 | 0 | 1 | ["0"] | ["0"] | Line26 | 50 | 0 | 0 | 0 | 0 | 0 | 0 | 1 | 0 | 0 | 0 | 0 | 0 | 0 | 0 | 0 | 0 | D | D | D | B | B | 1 | 1 | 0 | 0 | 100 | 1970-01-01T00:00:00Z | 0 | 0 | Network Model.IntPrjfolder\Network Data.IntPrjfolder\Areas.IntArea\KOTA.ElmArea | Network Model.IntPrjfolder\Network Data.IntPrjfolder\Main Grid.ElmNet | Network Model.IntPrjfolder\Network Data.IntPrjfolder\Main Grid.ElmNet | 0 | 0 | 0.1295 | 0 | 0 | 0 | 0 | 80 | 0 | 0 | MAN | 0 | 1 | 0 | 0 | 0 | 0 | 50 | 0 | 0 | 0 | 0 | 0 | 0 | 1 | 0 | 0 | 1000000 | 0.001 | 0 | 0 | 0 | 0 | 50 | 100000 | 50 | 0 | 0 | 1746599794 | 0 | 0 | 0 | 0 | 0 | 0 | 0 | 0 | 0 | 0.8 | 99999 | 1 | 0 | 1 | 1 | 0 | 0 | 1 | hor | 0 | 0 | 0 | tre | 0 | 0 | 0 | 0 | 1 | 1 | 0 | 0 | 1 | 0 | 0 | 0 | 0 | 0 | 0 | 10 | 10 | 0 | 1.1155 | 1 | 1 | 1 | 1 | 50 | 50 | 50 | 0 | 0.8 | 0 | 0 | 0 | 0.003 | 0.0003 | 100 | 1 | 100 | 100 | 45 | 70 | 70 | 61 | 60 | 0 | 0 | 0.9969 | 3 | 0 | 0 | 1 | 0 | 5 | 4905637 | 0 | 31.5589 | 58.4411 | 4905050 | 12 | 12 | 20 | 0.013597 | 0.067542 | 100 | 0 | 0 | 0.013597 | 0 | 0 | 1 | 1 | -2 | 1 | 3 | 5 | 1 | 0 | -1 | -1 | 0.001 | 0.001 | 0.001 | 20 | 25 | 5 | 4294967294 | [[]] | 5 | 20 | 0 | 1 | 0 | Overhead Line | 0 | -1 | 0 | 1 | 0 | 0.10908 | 1.3091 | 0.022138 | 0.10392
Line99 | Network Model.IntPrjfolder\Network Data.IntPrjfolder\Main Grid.ElmNet\Line99.ElmLne | 0 | Library.IntPrjfolder\Equipment Type Library.IntPrjfolder\20 kV 150A.TypLne | Network Model.IntPrjfolder\Network Data.IntPrjfolder\Main Grid.ElmNet | Network Model.IntPrjfolder\Network Data.IntPrjfolder\Main Grid.ElmNet\Bus44.ElmTerm\Cub_2.StaCubic | Network Model.IntPrjfolder\Network Data.IntPrjfolder\Main Grid.ElmNet\Bus206.ElmTerm\Cub_1.StaCubic | 0.208 | 1 | 1 | 0 | 20 | 1 | 0.04368 | 0.071115 | 0 | 0 | 0.04368 | 0.35041 | 0 | 0 | 1 | 1 | 1 | 1 | 1 | 1 | 1775 | 1746342181 | 0 | -1 | 0 | 0 | 0 | 0 | 0 | 0 | 0 | 0 | 0 | 0 | 0 | 0 | 0 | 0 | 0 | 1000 | 1000 | 1000 | 0 | 0 | 0 | 0 | 0 | 0 | 0 | 0 | 0 | 0 | 0 | 0 | 0 | 0 | 0 | 1 | ["0"] | ["0"] | Line99 | 50 | 0 | 0 | 0 | 0 | 0 | 0 | 1 | 0 | 0 | 0 | 0 | 0 | 0 | 0 | 0 | 0 | D | D | D | B | B | 1 | 1 | 0 | 0 | 100 | 1970-01-01T00:00:00Z | 0 | 0 | Network Model.IntPrjfolder\Network Data.IntPrjfolder\Areas.IntArea\KOTA.ElmArea | Network Model.IntPrjfolder\Network Data.IntPrjfolder\Main Grid.ElmNet | Network Model.IntPrjfolder\Network Data.IntPrjfolder\Main Grid.ElmNet | 0 | 0 | 0.104 | 0 | 0 | 0 | 0 | 80 | 0 | 0 | MAN | 0 | 1 | 0 | 0 | 0 | 0 | 50 | 0 | 0 | 0 | 0 | 0 | 0 | 1 | 0 | 0 | 1000000 | 0.001 | 0 | 0 | 0 | 0 | 50 | 100000 | 50 | 0 | 0 | 1746599794 | 0 | 0 | 0 | 0 | 0 | 0 | 0 | 0 | 0 | 0.8 | 99999 | 1 | 0 | 1 | 1 | 0 | 0 | 1 | hor | 0 | 0 | 0 | tre | 0 | 0 | 0 | 0 | 1 | 1 | 0 | 0 | 1 | 0 | 0 | 0 | 0 | 0 | 0 | 10 | 10 | 0 | 1.1155 | 1 | 1 | 1 | 1 | 50 | 50 | 50 | 0 | 0.8 | 0 | 0 | 0 | 0.003 | 0.0003 | 100 | 1 | 100 | 100 | 45 | 70 | 70 | 61 | 60 | 0 | 0 | 0.9969 | 3 | 0 | 0 | 1 | 0 | 5 | 4905655 | 0 | 31.5589 | 58.4411 | 4905050 | 12 | 12 | 20 | 0.01092 | 0.054242 | 100 | 0 | 0 | 0.01092 | 0 | 0 | 1 | 1 | -2 | 1 | 3 | 5 | 1 | 0 | -1 | -1 | 0.001 | 0.001 | 0.001 | 20 | 25 | 5 | 4294967294 | [[]] | 5 | 20 | 0 | 1 | 0 | Overhead Line | 0 | -1 | 0 | 1 | 0 | 0.087602 | 1.3091 | 0.017779 | 0.083458
Line28 | Network Model.IntPrjfolder\Network Data.IntPrjfolder\Main Grid.ElmNet\Line28.ElmLne | 0 | Library.IntPrjfolder\Equipment Type Library.IntPrjfolder\20 kV 150A.TypLne | Network Model.IntPrjfolder\Network Data.IntPrjfolder\Main Grid.ElmNet | Network Model.IntPrjfolder\Network Data.IntPrjfolder\Main Grid.ElmNet\Bus206.ElmTerm\Cub_3.StaCubic | Network Model.IntPrjfolder\Network Data.IntPrjfolder\Main Grid.ElmNet\Bus71.ElmTerm\Cub_1.StaCubic | 0.824 | 1 | 1 | 0 | 20 | 1 | 0.17304 | 0.28173 | 0 | 0 | 0.17304 | 1.3882 | 0 | 0 | 1 | 1 | 1 | 1 | 1 | 1 | 1775 | 1746342253 | 0 | -1 | 0 | 0 | 0 | 0 | 0 | 0 | 0 | 0 | 0 | 0 | 0 | 0 | 0 | 0 | 0 | 1000 | 1000 | 1000 | 0 | 0 | 0 | 0 | 0 | 0 | 0 | 0 | 0 | 0 | 0 | 0 | 0 | 0 | 0 | 1 | ["0"] | ["0"] | Line28 | 50 | 0 | 0 | 0 | 0 | 0 | 0 | 1 | 0 | 0 | 0 | 0 | 0 | 0 | 0 | 0 | 0 | D | D | D | B | B | 1 | 1 | 0 | 0 | 100 | 1970-01-01T00:00:00Z | 0 | 0 | Network Model.IntPrjfolder\Network Data.IntPrjfolder\Areas.IntArea\KOTA.ElmArea | Network Model.IntPrjfolder\Network Data.IntPrjfolder\Main Grid.ElmNet | Network Model.IntPrjfolder\Network Data.IntPrjfolder\Main Grid.ElmNet | 0 | 0 | 0.412 | 0 | 0 | 0 | 0 | 80 | 0 | 0 | MAN | 0 | 1 | 0 | 0 | 0 | 0 | 50 | 0 | 0 | 0 | 0 | 0 | 0 | 1 | 0 | 0 | 1000000 | 0.001 | 0 | 0 | 0 | 0 | 50 | 100000 | 50 | 0 | 0 | 1746599794 | 0 | 0 | 0 | 0 | 0 | 0 | 0 | 0 | 0 | 0.8 | 99999 | 1 | 0 | 1 | 1 | 0 | 0 | 1 | hor | 0 | 0 | 0 | tre | 0 | 0 | 0 | 0 | 1 | 1 | 0 | 0 | 1 | 0 | 0 | 0 | 0 | 0 | 0 | 10 | 10 | 0 | 1.1155 | 1 | 1 | 1 | 1 | 50 | 50 | 50 | 0 | 0.8 | 0 | 0 | 0 | 0.003 | 0.0003 | 100 | 1 | 100 | 100 | 45 | 70 | 70 | 61 | 60 | 0 | 0 | 0.9969 | 3 | 0 | 0 | 1 | 0 | 5 | 4905680 | 0 | 31.5589 | 58.4411 | 4905050 | 12 | 12 | 20 | 0.04326 | 0.21488 | 100 | 0 | 0 | 0.04326 | 0 | 0 | 1 | 1 | -2 | 1 | 3 | 5 | 1 | 0 | -1 | -1 | 0.001 | 0.001 | 0.001 | 20 | 25 | 5 | 4294967294 | [[]] | 5 | 20 | 0 | 1 | 0 | Overhead Line | 0 | -1 | 0 | 1 | 0 | 0.34704 | 1.3091 | 0.070431 | 0.33062
Line101 | Network Model.IntPrjfolder\Network Data.IntPrjfolder\Main Grid.ElmNet\Line101.ElmLne | 0 | Library.IntPrjfolder\Equipment Type Library.IntPrjfolder\20 kV 150A.TypLne | Network Model.IntPrjfolder\Network Data.IntPrjfolder\Main Grid.ElmNet | Network Model.IntPrjfolder\Network Data.IntPrjfolder\Main Grid.ElmNet\Bus71.ElmTerm\Cub_3.StaCubic | Network Model.IntPrjfolder\Network Data.IntPrjfolder\Main Grid.ElmNet\Bus209.ElmTerm\Cub_1.StaCubic | 1.682 | 1 | 1 | 0 | 20 | 1 | 0.35322 | 0.57508 | 0 | 0 | 0.35322 | 2.8336 | 0 | 0 | 1 | 1 | 1 | 1 | 1 | 1 | 1775 | 1746342356 | 0 | -1 | 0 | 0 | 0 | 0 | 0 | 0 | 0 | 0 | 0 | 0 | 0 | 0 | 0 | 0 | 0 | 1000 | 1000 | 1000 | 0 | 0 | 0 | 0 | 0 | 0 | 0 | 0 | 0 | 0 | 0 | 0 | 0 | 0 | 0 | 1 | ["0"] | ["0"] | Line101 | 50 | 0 | 0 | 0 | 0 | 0 | 0 | 1 | 0 | 0 | 0 | 0 | 0 | 0 | 0 | 0 | 0 | D | D | D | B | B | 1 | 1 | 0 | 0 | 100 | 1970-01-01T00:00:00Z | 0 | 0 | Network Model.IntPrjfolder\Network Data.IntPrjfolder\Areas.IntArea\KOTA.ElmArea | Network Model.IntPrjfolder\Network Data.IntPrjfolder\Main Grid.ElmNet | Network Model.IntPrjfolder\Network Data.IntPrjfolder\Main Grid.ElmNet | 0 | 0 | 0.841 | 0 | 0 | 0 | 0 | 80 | 0 | 0 | MAN | 0 | 1 | 0 | 0 | 0 | 0 | 50 | 0 | 0 | 0 | 0 | 0 | 0 | 1 | 0 | 0 | 1000000 | 0.001 | 0 | 0 | 0 | 0 | 50 | 100000 | 50 | 0 | 0 | 1746599794 | 0 | 0 | 0 | 0 | 0 | 0 | 0 | 0 | 0 | 0.8 | 99999 | 1 | 0 | 1 | 1 | 0 | 0 | 1 | hor | 0 | 0 | 0 | tre | 0 | 0 | 0 | 0 | 1 | 1 | 0 | 0 | 1 | 0 | 0 | 0 | 0 | 0 | 0 | 10 | 10 | 0 | 1.1155 | 1 | 1 | 1 | 1 | 50 | 50 | 50 | 0 | 0.8 | 0 | 0 | 0 | 0.003 | 0.0003 | 100 | 1 | 100 | 100 | 45 | 70 | 70 | 61 | 60 | 0 | 0 | 0.9969 | 3 | 0 | 0 | 1 | 0 | 5 | 4905705 | 0 | 31.5589 | 58.4411 | 4905050 | 12 | 12 | 20 | 0.088305 | 0.43863 | 100 | 0 | 0 | 0.088305 | 0 | 0 | 1 | 1 | -2 | 1 | 3 | 5 | 1 | 0 | -1 | -1 | 0.001 | 0.001 | 0.001 | 20 | 25 | 5 | 4294967294 | [[]] | 5 | 20 | 0 | 1 | 0 | Overhead Line | 0 | -1 | 0 | 1 | 0 | 0.7084 | 1.3091 | 0.14377 | 0.67489
Line103 | Network Model.IntPrjfolder\Network Data.IntPrjfolder\Main Grid.ElmNet\Line103.ElmLne | 0 | Library.IntPrjfolder\Equipment Type Library.IntPrjfolder\20 kV 150A.TypLne | Network Model.IntPrjfolder\Network Data.IntPrjfolder\Main Grid.ElmNet | Network Model.IntPrjfolder\Network Data.IntPrjfolder\Main Grid.ElmNet\Bus209.ElmTerm\Cub_3.StaCubic | Network Model.IntPrjfolder\Network Data.IntPrjfolder\Main Grid.ElmNet\Bus210.ElmTerm\Cub_1.StaCubic | 0.038 | 1 | 1 | 0 | 20 | 1 | 0.00798 | 0.012992 | 0 | 0 | 0.00798 | 0.064017 | 0 | 0 | 1 | 1 | 1 | 1 | 1 | 1 | 1775 | 1746342455 | 0 | -1 | 0 | 0 | 0 | 0 | 0 | 0 | 0 | 0 | 0 | 0 | 0 | 0 | 0 | 0 | 0 | 1000 | 1000 | 1000 | 0 | 0 | 0 | 0 | 0 | 0 | 0 | 0 | 0 | 0 | 0 | 0 | 0 | 0 | 0 | 1 | ["0"] | ["0"] | Line103 | 50 | 0 | 0 | 0 | 0 | 0 | 0 | 1 | 0 | 0 | 0 | 0 | 0 | 0 | 0 | 0 | 0 | D | D | D | B | B | 1 | 1 | 0 | 0 | 100 | 1970-01-01T00:00:00Z | 0 | 0 | Network Model.IntPrjfolder\Network Data.IntPrjfolder\Areas.IntArea\KOTA.ElmArea | Network Model.IntPrjfolder\Network Data.IntPrjfolder\Main Grid.ElmNet | Network Model.IntPrjfolder\Network Data.IntPrjfolder\Main Grid.ElmNet | 0 | 0 | 0.019 | 0 | 0 | 0 | 0 | 80 | 0 | 0 | MAN | 0 | 1 | 0 | 0 | 0 | 0 | 50 | 0 | 0 | 0 | 0 | 0 | 0 | 1 | 0 | 0 | 1000000 | 0.001 | 0 | 0 | 0 | 0 | 50 | 100000 | 50 | 0 | 0 | 1746599794 | 0 | 0 | 0 | 0 | 0 | 0 | 0 | 0 | 0 | 0.8 | 99999 | 1 | 0 | 1 | 1 | 0 | 0 | 1 | hor | 0 | 0 | 0 | tre | 0 | 0 | 0 | 0 | 1 | 1 | 0 | 0 | 1 | 0 | 0 | 0 | 0 | 0 | 0 | 10 | 10 | 0 | 1.1155 | 1 | 1 | 1 | 1 | 50 | 50 | 50 | 0 | 0.8 | 0 | 0 | 0 | 0.003 | 0.0003 | 100 | 1 | 100 | 100 | 45 | 70 | 70 | 61 | 60 | 0 | 0 | 0.9969 | 3 | 0 | 0 | 1 | 0 | 5 | 4905730 | 0 | 31.5589 | 58.4411 | 4905050 | 12 | 12 | 20 | 0.001995 | 0.0099096 | 100 | 0 | 0 | 0.001995 | 0 | 0 | 1 | 1 | -2 | 1 | 3 | 5 | 1 | 0 | -1 | -1 | 0.001 | 0.001 | 0.001 | 20 | 25 | 5 | 4294967294 | [[]] | 5 | 20 | 0 | 1 | 0 | Overhead Line | 0 | -1 | 0 | 1 | 0 | 0.016004 | 1.3091 | 0.003248 | 0.015247
Line105 | Network Model.IntPrjfolder\Network Data.IntPrjfolder\Main Grid.ElmNet\Line105.ElmLne | 0 | Library.IntPrjfolder\Equipment Type Library.IntPrjfolder\20 kV 150A.TypLne | Network Model.IntPrjfolder\Network Data.IntPrjfolder\Main Grid.ElmNet | Network Model.IntPrjfolder\Network Data.IntPrjfolder\Main Grid.ElmNet\Bus210.ElmTerm\Cub_2.StaCubic | Network Model.IntPrjfolder\Network Data.IntPrjfolder\Main Grid.ElmNet\Bus213.ElmTerm\Cub_1.StaCubic | 2.246 | 1 | 1 | 0 | 20 | 1 | 0.47166 | 0.76791 | 0 | 0 | 0.47166 | 3.7837 | 0 | 0 | 1 | 1 | 1 | 1 | 1 | 1 | 1775 | 1746342508 | 0 | -1 | 0 | 0 | 0 | 0 | 0 | 0 | 0 | 0 | 0 | 0 | 0 | 0 | 0 | 0 | 0 | 1000 | 1000 | 1000 | 0 | 0 | 0 | 0 | 0 | 0 | 0 | 0 | 0 | 0 | 0 | 0 | 0 | 0 | 0 | 1 | ["0"] | ["0"] | Line105 | 50 | 0 | 0 | 0 | 0 | 0 | 0 | 1 | 0 | 0 | 0 | 0 | 0 | 0 | 0 | 0 | 0 | D | D | D | B | B | 1 | 1 | 0 | 0 | 100 | 1970-01-01T00:00:00Z | 0 | 0 | Network Model.IntPrjfolder\Network Data.IntPrjfolder\Areas.IntArea\KOTA.ElmArea | Network Model.IntPrjfolder\Network Data.IntPrjfolder\Main Grid.ElmNet | Network Model.IntPrjfolder\Network Data.IntPrjfolder\Main Grid.ElmNet | 0 | 0 | 1.123 | 0 | 0 | 0 | 0 | 80 | 0 | 0 | MAN | 0 | 1 | 0 | 0 | 0 | 0 | 50 | 0 | 0 | 0 | 0 | 0 | 0 | 1 | 0 | 0 | 1000000 | 0.001 | 0 | 0 | 0 | 0 | 50 | 100000 | 50 | 0 | 0 | 1746599794 | 0 | 0 | 0 | 0 | 0 | 0 | 0 | 0 | 0 | 0.8 | 99999 | 1 | 0 | 1 | 1 | 0 | 0 | 1 | hor | 0 | 0 | 0 | tre | 0 | 0 | 0 | 0 | 1 | 1 | 0 | 0 | 1 | 0 | 0 | 0 | 0 | 0 | 0 | 10 | 10 | 0 | 1.1155 | 1 | 1 | 1 | 1 | 50 | 50 | 50 | 0 | 0.8 | 0 | 0 | 0 | 0.003 | 0.0003 | 100 | 1 | 100 | 100 | 45 | 70 | 70 | 61 | 60 | 0 | 0 | 0.9969 | 3 | 0 | 0 | 1 | 0 | 5 | 4905739 | 0 | 31.5589 | 58.4411 | 4905050 | 12 | 12 | 20 | 0.11791 | 0.58571 | 100 | 0 | 0 | 0.11791 | 0 | 0 | 1 | 1 | -2 | 1 | 3 | 5 | 1 | 0 | -1 | -1 | 0.001 | 0.001 | 0.001 | 20 | 25 | 5 | 4294967294 | [[]] | 5 | 20 | 0 | 1 | 0 | Overhead Line | 0 | -1 | 0 | 1 | 0 | 0.94594 | 1.3091 | 0.19198 | 0.90119
Line107 | Network Model.IntPrjfolder\Network Data.IntPrjfolder\Main Grid.ElmNet\Line107.ElmLne | 0 | Library.IntPrjfolder\Equipment Type Library.IntPrjfolder\20 kV 150A.TypLne | Network Model.IntPrjfolder\Network Data.IntPrjfolder\Main Grid.ElmNet | Network Model.IntPrjfolder\Network Data.IntPrjfolder\Main Grid.ElmNet\Bus210.ElmTerm\Cub_3.StaCubic | Network Model.IntPrjfolder\Network Data.IntPrjfolder\Main Grid.ElmNet\Bus216.ElmTerm\Cub_1.StaCubic | 0.117 | 1 | 1 | 0 | 20 | 1 | 0.02457 | 0.040002 | 0 | 0 | 0.02457 | 0.19711 | 0 | 0 | 1 | 1 | 1 | 1 | 1 | 1 | 1775 | 1746342595 | 0 | -1 | 0 | 0 | 0 | 0 | 0 | 0 | 0 | 0 | 0 | 0 | 0 | 0 | 0 | 0 | 0 | 1000 | 1000 | 1000 | 0 | 0 | 0 | 0 | 0 | 0 | 0 | 0 | 0 | 0 | 0 | 0 | 0 | 0 | 0 | 1 | ["0"] | ["0"] | Line107 | 50 | 0 | 0 | 0 | 0 | 0 | 0 | 1 | 0 | 0 | 0 | 0 | 0 | 0 | 0 | 0 | 0 | D | D | D | B | B | 1 | 1 | 0 | 0 | 100 | 1970-01-01T00:00:00Z | 0 | 0 | Network Model.IntPrjfolder\Network Data.IntPrjfolder\Areas.IntArea\KOTA.ElmArea | Network Model.IntPrjfolder\Network Data.IntPrjfolder\Main Grid.ElmNet | Network Model.IntPrjfolder\Network Data.IntPrjfolder\Main Grid.ElmNet | 0 | 0 | 0.0585 | 0 | 0 | 0 | 0 | 80 | 0 | 0 | MAN | 0 | 1 | 0 | 0 | 0 | 0 | 50 | 0 | 0 | 0 | 0 | 0 | 0 | 1 | 0 | 0 | 1000000 | 0.001 | 0 | 0 | 0 | 0 | 50 | 100000 | 50 | 0 | 0 | 1746599794 | 0 | 0 | 0 | 0 | 0 | 0 | 0 | 0 | 0 | 0.8 | 99999 | 1 | 0 | 1 | 1 | 0 | 0 | 1 | hor | 0 | 0 | 0 | tre | 0 | 0 | 0 | 0 | 1 | 1 | 0 | 0 | 1 | 0 | 0 | 0 | 0 | 0 | 0 | 10 | 10 | 0 | 1.1155 | 1 | 1 | 1 | 1 | 50 | 50 | 50 | 0 | 0.8 | 0 | 0 | 0 | 0.003 | 0.0003 | 100 | 1 | 100 | 100 | 45 | 70 | 70 | 61 | 60 | 0 | 0 | 0.9969 | 3 | 0 | 0 | 1 | 0 | 5 | 4905764 | 0 | 31.5589 | 58.4411 | 4905050 | 12 | 12 | 20 | 0.0061425 | 0.030511 | 100 | 0 | 0 | 0.0061425 | 0 | 0 | 1 | 1 | -2 | 1 | 3 | 5 | 1 | 0 | -1 | -1 | 0.001 | 0.001 | 0.001 | 20 | 25 | 5 | 4294967294 | [[]] | 5 | 20 | 0 | 1 | 0 | Overhead Line | 0 | -1 | 0 | 1 | 0 | 0.049276 | 1.3091 | 0.010001 | 0.046945
Line109 | Network Model.IntPrjfolder\Network Data.IntPrjfolder\Main Grid.ElmNet\Line109.ElmLne | 0 | Library.IntPrjfolder\Equipment Type Library.IntPrjfolder\20 kV 150A.TypLne | Network Model.IntPrjfolder\Network Data.IntPrjfolder\Main Grid.ElmNet | Network Model.IntPrjfolder\Network Data.IntPrjfolder\Main Grid.ElmNet\Bus216.ElmTerm\Cub_3.StaCubic | Network Model.IntPrjfolder\Network Data.IntPrjfolder\Main Grid.ElmNet\Bus219.ElmTerm\Cub_1.StaCubic | 0.238 | 1 | 1 | 0 | 20 | 1 | 0.04998 | 0.081372 | 0 | 0 | 0.04998 | 0.40095 | 0 | 0 | 1 | 1 | 1 | 1 | 1 | 1 | 1775 | 1746342750 | 0 | -1 | 0 | 0 | 0 | 0 | 0 | 0 | 0 | 0 | 0 | 0 | 0 | 0 | 0 | 0 | 0 | 1000 | 1000 | 1000 | 0 | 0 | 0 | 0 | 0 | 0 | 0 | 0 | 0 | 0 | 0 | 0 | 0 | 0 | 0 | 1 | ["0"] | ["0"] | Line109 | 50 | 0 | 0 | 0 | 0 | 0 | 0 | 1 | 0 | 0 | 0 | 0 | 0 | 0 | 0 | 0 | 0 | D | D | D | B | B | 1 | 1 | 0 | 0 | 100 | 1970-01-01T00:00:00Z | 0 | 0 | Network Model.IntPrjfolder\Network Data.IntPrjfolder\Areas.IntArea\KOTA.ElmArea | Network Model.IntPrjfolder\Network Data.IntPrjfolder\Main Grid.ElmNet | Network Model.IntPrjfolder\Network Data.IntPrjfolder\Main Grid.ElmNet | 0 | 0 | 0.119 | 0 | 0 | 0 | 0 | 80 | 0 | 0 | MAN | 0 | 1 | 0 | 0 | 0 | 0 | 50 | 0 | 0 | 0 | 0 | 0 | 0 | 1 | 0 | 0 | 1000000 | 0.001 | 0 | 0 | 0 | 0 | 50 | 100000 | 50 | 0 | 0 | 1746599794 | 0 | 0 | 0 | 0 | 0 | 0 | 0 | 0 | 0 | 0.8 | 99999 | 1 | 0 | 1 | 1 | 0 | 0 | 1 | hor | 0 | 0 | 0 | tre | 0 | 0 | 0 | 0 | 1 | 1 | 0 | 0 | 1 | 0 | 0 | 0 | 0 | 0 | 0 | 10 | 10 | 0 | 1.1155 | 1 | 1 | 1 | 1 | 50 | 50 | 50 | 0 | 0.8 | 0 | 0 | 0 | 0.003 | 0.0003 | 100 | 1 | 100 | 100 | 45 | 70 | 70 | 61 | 60 | 0 | 0 | 0.9969 | 3 | 0 | 0 | 1 | 0 | 5 | 4905790 | 0 | 31.5589 | 58.4411 | 4905050 | 12 | 12 | 20 | 0.012495 | 0.062065 | 100 | 0 | 0 | 0.012495 | 0 | 0 | 1 | 1 | -2 | 1 | 3 | 5 | 1 | 0 | -1 | -1 | 0.001 | 0.001 | 0.001 | 20 | 25 | 5 | 4294967294 | [[]] | 5 | 20 | 0 | 1 | 0 | Overhead Line | 0 | -1 | 0 | 1 | 0 | 0.10024 | 1.3091 | 0.020343 | 0.095496
Line112 | Network Model.IntPrjfolder\Network Data.IntPrjfolder\Main Grid.ElmNet\Line112.ElmLne | 0 | Library.IntPrjfolder\Equipment Type Library.IntPrjfolder\20 kV 150A.TypLne | Network Model.IntPrjfolder\Network Data.IntPrjfolder\Main Grid.ElmNet | Network Model.IntPrjfolder\Network Data.IntPrjfolder\Main Grid.ElmNet\Bus219.ElmTerm\Cub_3.StaCubic | Network Model.IntPrjfolder\Network Data.IntPrjfolder\Main Grid.ElmNet\Bus220.ElmTerm\Cub_1.StaCubic | 0.297 | 1 | 1 | 0 | 20 | 1 | 0.06237 | 0.10154 | 0 | 0 | 0.06237 | 0.50034 | 0 | 0 | 1 | 1 | 1 | 1 | 1 | 1 | 1775 | 1746342825 | 0 | -1 | 0 | 0 | 0 | 0 | 0 | 0 | 0 | 0 | 0 | 0 | 0 | 0 | 0 | 0 | 0 | 1000 | 1000 | 1000 | 0 | 0 | 0 | 0 | 0 | 0 | 0 | 0 | 0 | 0 | 0 | 0 | 0 | 0 | 0 | 1 | ["0"] | ["0"] | Line112 | 50 | 0 | 0 | 0 | 0 | 0 | 0 | 1 | 0 | 0 | 0 | 0 | 0 | 0 | 0 | 0 | 0 | D | D | D | B | B | 1 | 1 | 0 | 0 | 100 | 1970-01-01T00:00:00Z | 0 | 0 | Network Model.IntPrjfolder\Network Data.IntPrjfolder\Areas.IntArea\KOTA.ElmArea | Network Model.IntPrjfolder\Network Data.IntPrjfolder\Main Grid.ElmNet | Network Model.IntPrjfolder\Network Data.IntPrjfolder\Main Grid.ElmNet | 0 | 0 | 0.1485 | 0 | 0 | 0 | 0 | 80 | 0 | 0 | MAN | 0 | 1 | 0 | 0 | 0 | 0 | 50 | 0 | 0 | 0 | 0 | 0 | 0 | 1 | 0 | 0 | 1000000 | 0.001 | 0 | 0 | 0 | 0 | 50 | 100000 | 50 | 0 | 0 | 1746599794 | 0 | 0 | 0 | 0 | 0 | 0 | 0 | 0 | 0 | 0.8 | 99999 | 1 | 0 | 1 | 1 | 0 | 0 | 1 | hor | 0 | 0 | 0 | tre | 0 | 0 | 0 | 0 | 1 | 1 | 0 | 0 | 1 | 0 | 0 | 0 | 0 | 0 | 0 | 10 | 10 | 0 | 1.1155 | 1 | 1 | 1 | 1 | 50 | 50 | 50 | 0 | 0.8 | 0 | 0 | 0 | 0.003 | 0.0003 | 100 | 1 | 100 | 100 | 45 | 70 | 70 | 61 | 60 | 0 | 0 | 0.9969 | 3 | 0 | 0 | 1 | 0 | 5 | 4905815 | 0 | 31.5589 | 58.4411 | 4905050 | 12 | 12 | 20 | 0.015592 | 0.077451 | 100 | 0 | 0 | 0.015592 | 0 | 0 | 1 | 1 | -2 | 1 | 3 | 5 | 1 | 0 | -1 | -1 | 0.001 | 0.001 | 0.001 | 20 | 25 | 5 | 4294967294 | [[]] | 5 | 20 | 0 | 1 | 0 | Overhead Line | 0 | -1 | 0 | 1 | 0 | 0.12509 | 1.3091 | 0.025386 | 0.11917
Line111 | Network Model.IntPrjfolder\Network Data.IntPrjfolder\Main Grid.ElmNet\Line111.ElmLne | 0 | Library.IntPrjfolder\Equipment Type Library.IntPrjfolder\20 kV 150A.TypLne | Network Model.IntPrjfolder\Network Data.IntPrjfolder\Main Grid.ElmNet | Network Model.IntPrjfolder\Network Data.IntPrjfolder\Main Grid.ElmNet\Bus220.ElmTerm\Cub_2.StaCubic | Network Model.IntPrjfolder\Network Data.IntPrjfolder\Main Grid.ElmNet\Bus223.ElmTerm\Cub_1.StaCubic | 0.995 | 1 | 1 | 0 | 20 | 1 | 0.20895 | 0.34019 | 0 | 0 | 0.20895 | 1.6762 | 0 | 0 | 1 | 1 | 1 | 1 | 1 | 1 | 1775 | 1746342938 | 0 | -1 | 0 | 0 | 0 | 0 | 0 | 0 | 0 | 0 | 0 | 0 | 0 | 0 | 0 | 0 | 0 | 1000 | 1000 | 1000 | 0 | 0 | 0 | 0 | 0 | 0 | 0 | 0 | 0 | 0 | 0 | 0 | 0 | 0 | 0 | 1 | ["0"] | ["0"] | Line111 | 50 | 0 | 0 | 0 | 0 | 0 | 0 | 1 | 0 | 0 | 0 | 0 | 0 | 0 | 0 | 0 | 0 | D | D | D | B | B | 1 | 1 | 0 | 0 | 100 | 1970-01-01T00:00:00Z | 0 | 0 | Network Model.IntPrjfolder\Network Data.IntPrjfolder\Areas.IntArea\KOTA.ElmArea | Network Model.IntPrjfolder\Network Data.IntPrjfolder\Main Grid.ElmNet | Network Model.IntPrjfolder\Network Data.IntPrjfolder\Main Grid.ElmNet | 0 | 0 | 0.4975 | 0 | 0 | 0 | 0 | 80 | 0 | 0 | MAN | 0 | 1 | 0 | 0 | 0 | 0 | 50 | 0 | 0 | 0 | 0 | 0 | 0 | 1 | 0 | 0 | 1000000 | 0.001 | 0 | 0 | 0 | 0 | 50 | 100000 | 50 | 0 | 0 | 1746599794 | 0 | 0 | 0 | 0 | 0 | 0 | 0 | 0 | 0 | 0.8 | 99999 | 1 | 0 | 1 | 1 | 0 | 0 | 1 | hor | 0 | 0 | 0 | tre | 0 | 0 | 0 | 0 | 1 | 1 | 0 | 0 | 1 | 0 | 0 | 0 | 0 | 0 | 0 | 10 | 10 | 0 | 1.1155 | 1 | 1 | 1 | 1 | 50 | 50 | 50 | 0 | 0.8 | 0 | 0 | 0 | 0.003 | 0.0003 | 100 | 1 | 100 | 100 | 45 | 70 | 70 | 61 | 60 | 0 | 0 | 0.9969 | 3 | 0 | 0 | 1 | 0 | 5 | 4905826 | 0 | 31.5589 | 58.4411 | 4905050 | 12 | 12 | 20 | 0.052237 | 0.25947 | 100 | 0 | 0 | 0.052237 | 0 | 0 | 1 | 1 | -2 | 1 | 3 | 5 | 1 | 0 | -1 | -1 | 0.001 | 0.001 | 0.001 | 20 | 25 | 5 | 4294967294 | [[]] | 5 | 20 | 0 | 1 | 0 | Overhead Line | 0 | -1 | 0 | 1 | 0 | 0.41906 | 1.3091 | 0.085048 | 0.39924
Line114 | Network Model.IntPrjfolder\Network Data.IntPrjfolder\Main Grid.ElmNet\Line114.ElmLne | 0 | Library.IntPrjfolder\Equipment Type Library.IntPrjfolder\20 kV 150A.TypLne | Network Model.IntPrjfolder\Network Data.IntPrjfolder\Main Grid.ElmNet | Network Model.IntPrjfolder\Network Data.IntPrjfolder\Main Grid.ElmNet\Bus220.ElmTerm\Cub_3.StaCubic | Network Model.IntPrjfolder\Network Data.IntPrjfolder\Main Grid.ElmNet\Bus227.ElmTerm\Cub_1.StaCubic | 0.995 | 1 | 1 | 0 | 20 | 1 | 0.20895 | 0.34019 | 0 | 0 | 0.20895 | 1.6762 | 0 | 0 | 1 | 1 | 1 | 1 | 1 | 1 | 1775 | 1746342998 | 0 | -1 | 0 | 0 | 0 | 0 | 0 | 0 | 0 | 0 | 0 | 0 | 0 | 0 | 0 | 0 | 0 | 1000 | 1000 | 1000 | 0 | 0 | 0 | 0 | 0 | 0 | 0 | 0 | 0 | 0 | 0 | 0 | 0 | 0 | 0 | 1 | ["0"] | ["0"] | Line114 | 50 | 0 | 0 | 0 | 0 | 0 | 0 | 1 | 0 | 0 | 0 | 0 | 0 | 0 | 0 | 0 | 0 | D | D | D | B | B | 1 | 1 | 0 | 0 | 100 | 1970-01-01T00:00:00Z | 0 | 0 | Network Model.IntPrjfolder\Network Data.IntPrjfolder\Areas.IntArea\KOTA.ElmArea | Network Model.IntPrjfolder\Network Data.IntPrjfolder\Main Grid.ElmNet | Network Model.IntPrjfolder\Network Data.IntPrjfolder\Main Grid.ElmNet | 0 | 0 | 0.4975 | 0 | 0 | 0 | 0 | 80 | 0 | 0 | MAN | 0 | 1 | 0 | 0 | 0 | 0 | 50 | 0 | 0 | 0 | 0 | 0 | 0 | 1 | 0 | 0 | 1000000 | 0.001 | 0 | 0 | 0 | 0 | 50 | 100000 | 50 | 0 | 0 | 1746599794 | 0 | 0 | 0 | 0 | 0 | 0 | 0 | 0 | 0 | 0.8 | 99999 | 1 | 0 | 1 | 1 | 0 | 0 | 1 | hor | 0 | 0 | 0 | tre | 0 | 0 | 0 | 0 | 1 | 1 | 0 | 0 | 1 | 0 | 0 | 0 | 0 | 0 | 0 | 10 | 10 | 0 | 1.1155 | 1 | 1 | 1 | 1 | 50 | 50 | 50 | 0 | 0.8 | 0 | 0 | 0 | 0.003 | 0.0003 | 100 | 1 | 100 | 100 | 45 | 70 | 70 | 61 | 60 | 0 | 0 | 0.9969 | 3 | 0 | 0 | 1 | 0 | 5 | 4905833 | 0 | 31.5589 | 58.4411 | 4905050 | 12 | 12 | 20 | 0.052237 | 0.25947 | 100 | 0 | 0 | 0.052237 | 0 | 0 | 1 | 1 | -2 | 1 | 3 | 5 | 1 | 0 | -1 | -1 | 0.001 | 0.001 | 0.001 | 20 | 25 | 5 | 4294967294 | [[]] | 5 | 20 | 0 | 1 | 0 | Overhead Line | 0 | -1 | 0 | 1 | 0 | 0.41906 | 1.3091 | 0.085048 | 0.39924
TAMBAK | Network Model.IntPrjfolder\Network Data.IntPrjfolder\Main Grid.ElmNet\TAMBAK.ElmLne | 0 | Library.IntPrjfolder\Equipment Type Library.IntPrjfolder\TAMBAK.TypLne | Network Model.IntPrjfolder\Network Data.IntPrjfolder\Main Grid.ElmNet | Network Model.IntPrjfolder\Network Data.IntPrjfolder\Main Grid.ElmNet\Terminal(10).ElmTerm\Cub_2.StaCubic | Network Model.IntPrjfolder\Network Data.IntPrjfolder\Main Grid.ElmNet\Bus10.ElmTerm\Cub_1.StaCubic | 0.033 | 1 | 1 | 0 | 20 | 1 | 0.008745 | 0.003498 | 0 | 0 | 0.026235 | 0.008745 | 0 | 0 | 1 | 1 | 1 | 1 | 1 | 1 | 1775 | 1746343244 | 0 | -1 | 0 | 0 | 0 | 0 | 0 | 0 | 0 | 0 | 0 | 0 | 0 | 0 | 0 | 0 | 0 | 1000 | 1000 | 1000 | 0 | 0 | 0 | 0 | 0 | 0 | 0 | 0 | 0 | 0 | 0 | 1 | 0 | 0 | 0 | 1 | ["0"] | ["0"] | TAMBAK | 50 | 0 | 0 | 0 | 0 | 0 | 0 | 1 | 0 | 0 | 0 | 0 | 0 | 0 | 0 | 0 | 0 | D | D | D | B | B | 1 | 1 | 0 | 0 | 100 | 1970-01-01T00:00:00Z | 1 | 0 | Network Model.IntPrjfolder\Network Data.IntPrjfolder\Areas.IntArea\TAMBAK.ElmArea | Network Model.IntPrjfolder\Network Data.IntPrjfolder\Main Grid.ElmNet | Network Model.IntPrjfolder\Network Data.IntPrjfolder\Main Grid.ElmNet | 0 | 0 | 0.0165 | 0 | 0 | 0 | 0 | 80 | 0 | 0 | MAN | 0 | 1 | 0 | 0 | 0 | 0 | 50 | 0 | 0 | 0 | 0 | 0 | 0 | 1 | 0 | 0 | 1000000 | 0.001 | 0 | 0 | 0 | 0 | 50 | 100000 | 50 | 0 | 0 | 1746599839 | 0 | 0 | 0 | 0 | 0 | 0 | 0 | 0 | 0 | 0.8 | 99999 | 1 | 0 | 1 | 1 | 0 | 0 | 1 | hor | 0 | 0 | 0 | tre | 0 | 0 | 0 | 0 | 1 | 1 | 0 | 0 | 1 | 0 | 0 | 0 | 0 | 0 | 0 | 10 | 10 | 0 | 0.64624 | 1 | 1 | 1 | 1 | 50 | 50 | 50 | 0 | 0.8 | 0 | 0 | 0 | 0.003 | 0.0003 | 100 | 1 | 100 | 100 | 45 | 70 | 70 | 61 | 60 | 0 | 0 | 1.4015 | 3 | 0 | 0 | 1 | 0 | 5 | 4905884 | 0 | -5.1022 | 21.8014 | 4905050 | 12 | 12 | 20 | 0.0065588 | 0.010807 | 100 | 0 | 0.66667 | 0.0021862 | 0 | 0 | 1 | 1 | -2 | 1 | 3 | 5 | 1 | 0 | -1 | -1 | 0.001 | 0.001 | 0.001 | 20 | 25 | 5 | 4294967294 | [[]] | 5 | 20 | 0 | 1 | 0 | Cable | 0 | -1 | 0 | 1 | 0 | 0.0021862 | 0.5 | 0.0008745 | 0.0094187
Line80 | Network Model.IntPrjfolder\Network Data.IntPrjfolder\Main Grid.ElmNet\Line80.ElmLne | 0 | Library.IntPrjfolder\Equipment Type Library.IntPrjfolder\20kV 150B.TypLne | Network Model.IntPrjfolder\Network Data.IntPrjfolder\Main Grid.ElmNet | Network Model.IntPrjfolder\Network Data.IntPrjfolder\Main Grid.ElmNet\Bus10.ElmTerm\Cub_2.StaCubic |  | 3.945 | 1 | 1 | 0 | 20 | 1 | 0.88762 | 1.4367 | 0 | 0 | 1.4573 | 6.7355 | 0 | 0 | 1 | 1 | 1 | 1 | 1 | 1 | 1775 | 1746343438 | 0 | -1 | 0 | 0 | 0 | 0 | 0 | 0 | 0 | 0 | 0 | 0 | 0 | 0 | 0 | 0 | 0 | 1000 | 1000 | 1000 | 0 | 0 | 0 | 0 | 0 | 0 | 0 | 0 | 0 | 0 | 0 | 1 | 0 | 0 | 0 | 1 | ["0"] | ["0"] | Line80 | 50 | 0 | 0 | 0 | 0 | 0 | 0 | 1 | 0 | 0 | 0 | 0 | 0 | 0 | 0 | 0 | 0 | D | D | D | B | B | 1 | 1 | 0 | 0 | 100 | 1970-01-01T00:00:00Z | 0 | 0 | Network Model.IntPrjfolder\Network Data.IntPrjfolder\Areas.IntArea\TAMBAK.ElmArea | Network Model.IntPrjfolder\Network Data.IntPrjfolder\Main Grid.ElmNet | Network Model.IntPrjfolder\Network Data.IntPrjfolder\Main Grid.ElmNet | 0 | 0 | 1.9725 | 0 | 0 | 0 | 0 | 80 | 0 | 0 | MAN | 0 | 1 | 0 | 0 | 0 | 0 | 50 | 0 | 0 | 0 | 0 | 0 | 0 | 1 | 0 | 0 | 1000000 | 0.001 | 0 | 0 | 0 | 0 | 50 | 100000 | 50 | 0 | 0 | 1746599839 | 0 | 0 | 0 | 0 | 0 | 0 | 0 | 0 | 0 | 0.8 | 99999 | 1 | 0 | 1 | 1 | 0 | 0 | 1 | hor | 0 | 0 | 0 | tre | 0 | 0 | 0 | 0 | 1 | 1 | 0 | 0 | 1 | 0 | 0 | 0 | 0 | 0 | 0 | 10 | 10 | 0 | 1.0519 | 1 | 1 | 1 | 1 | 50 | 50 | 50 | 0 | 0.8 | 0 | 0 | 0 | 0.003 | 0.0003 | 100 | 1 | 100 | 100 | 45 | 70 | 70 | 61 | 60 | 0 | 0 | 0.93441 | 3 | 0 | 0 | 1 | 0 | 5 | 4905896 | 0 | 25.5727 | 58.2911 | 4905050 | 12 | 12 | 20 | 0.36432 | 1.1023 | 100 | 0 | 0.21393 | 0.22191 | 0 | 0 | 1 | 1 | -2 | 1 | 3 | 5 | 1 | 0 | -1 | -1 | 0.001 | 0.001 | 0.001 | 20 | 25 | 5 | 4294967294 | [[]] | 5 | 20 | 0 | 1 | 0 | Cable | 0 | -1 | 0 | 1 | 0 | 1.6839 | 1.2294 | 0.35917 | 1.6888
Line116 | Network Model.IntPrjfolder\Network Data.IntPrjfolder\Main Grid.ElmNet\Line116.ElmLne | 0 | Library.IntPrjfolder\Equipment Type Library.IntPrjfolder\20kV 150B.TypLne | Network Model.IntPrjfolder\Network Data.IntPrjfolder\Main Grid.ElmNet | Network Model.IntPrjfolder\Network Data.IntPrjfolder\Main Grid.ElmNet\Bus10.ElmTerm\Cub_3.StaCubic | Network Model.IntPrjfolder\Network Data.IntPrjfolder\Main Grid.ElmNet\Bus184.ElmTerm\Cub_2.StaCubic | 0.219 | 1 | 1 | 0 | 20 | 1 | 0.049275 | 0.079755 | 0 | 0 | 0.080899 | 0.37391 | 0 | 0 | 1 | 1 | 1 | 1 | 1 | 1 | 1775 | 1746343678 | 0 | -1 | 0 | 0 | 0 | 0 | 0 | 0 | 0 | 0 | 0 | 0 | 0 | 0 | 0 | 0 | 0 | 1000 | 1000 | 1000 | 0 | 0 | 0 | 0 | 0 | 0 | 0 | 0 | 0 | 0 | 0 | 1 | 0 | 0 | 0 | 1 | ["0"] | ["0"] | Line116 | 50 | 0 | 0 | 0 | 0 | 0 | 0 | 1 | 0 | 0 | 0 | 0 | 0 | 0 | 0 | 0 | 0 | D | D | D | B | B | 1 | 1 | 0 | 0 | 100 | 1970-01-01T00:00:00Z | 0 | 0 | Network Model.IntPrjfolder\Network Data.IntPrjfolder\Areas.IntArea\TAMBAK.ElmArea | Network Model.IntPrjfolder\Network Data.IntPrjfolder\Main Grid.ElmNet | Network Model.IntPrjfolder\Network Data.IntPrjfolder\Main Grid.ElmNet | 0 | 0 | 0.1095 | 0 | 0 | 0 | 0 | 80 | 0 | 0 | MAN | 0 | 1 | 0 | 0 | 0 | 0 | 50 | 0 | 0 | 0 | 0 | 0 | 0 | 1 | 0 | 0 | 1000000 | 0.001 | 0 | 0 | 0 | 0 | 50 | 100000 | 50 | 0 | 0 | 1746599839 | 0 | 0 | 0 | 0 | 0 | 0 | 0 | 0 | 0 | 0.8 | 99999 | 1 | 0 | 1 | 1 | 0 | 0 | 1 | hor | 0 | 0 | 0 | tre | 0 | 0 | 0 | 0 | 1 | 1 | 0 | 0 | 1 | 0 | 0 | 0 | 0 | 0 | 0 | 10 | 10 | 0 | 1.0519 | 1 | 1 | 1 | 1 | 50 | 50 | 50 | 0 | 0.8 | 0 | 0 | 0 | 0.003 | 0.0003 | 100 | 1 | 100 | 100 | 45 | 70 | 70 | 61 | 60 | 0 | 0 | 0.93441 | 3 | 0 | 0 | 1 | 0 | 5 | 4905933 | 0 | 25.5727 | 58.2911 | 4905050 | 12 | 12 | 20 | 0.020225 | 0.06119 | 100 | 0 | 0.21393 | 0.012319 | 0 | 0 | 1 | 1 | -2 | 1 | 3 | 5 | 1 | 0 | -1 | -1 | 0.001 | 0.001 | 0.001 | 20 | 25 | 5 | 4294967294 | [[]] | 5 | 20 | 0 | 1 | 0 | Cable | 0 | -1 | 0 | 1 | 0 | 0.093477 | 1.2294 | 0.019939 | 0.093749
Line83 | Network Model.IntPrjfolder\Network Data.IntPrjfolder\Main Grid.ElmNet\Line83.ElmLne | 0 | Library.IntPrjfolder\Equipment Type Library.IntPrjfolder\20 kV 150A.TypLne | Network Model.IntPrjfolder\Network Data.IntPrjfolder\Main Grid.ElmNet | Network Model.IntPrjfolder\Network Data.IntPrjfolder\Main Grid.ElmNet\Bus184.ElmTerm\Cub_3.StaCubic | Network Model.IntPrjfolder\Network Data.IntPrjfolder\Main Grid.ElmNet\Bus14.ElmTerm\Cub_1.StaCubic | 0.152 | 1 | 1 | 0 | 20 | 1 | 0.03192 | 0.051969 | 0 | 0 | 0.03192 | 0.25607 | 0 | 0 | 1 | 1 | 1 | 1 | 1 | 1 | 1775 | 1746343790 | 0 | -1 | 0 | 0 | 0 | 0 | 0 | 0 | 0 | 0 | 0 | 0 | 0 | 0 | 0 | 0 | 0 | 1000 | 1000 | 1000 | 0 | 0 | 0 | 0 | 0 | 0 | 0 | 0 | 0 | 0 | 0 | 0 | 0 | 0 | 0 | 1 | ["0"] | ["0"] | Line83 | 50 | 0 | 0 | 0 | 0 | 0 | 0 | 1 | 0 | 0 | 0 | 0 | 0 | 0 | 0 | 0 | 0 | D | D | D | B | B | 1 | 1 | 0 | 0 | 100 | 1970-01-01T00:00:00Z | 0 | 0 | Network Model.IntPrjfolder\Network Data.IntPrjfolder\Areas.IntArea\TAMBAK.ElmArea | Network Model.IntPrjfolder\Network Data.IntPrjfolder\Main Grid.ElmNet | Network Model.IntPrjfolder\Network Data.IntPrjfolder\Main Grid.ElmNet | 0 | 0 | 0.076 | 0 | 0 | 0 | 0 | 80 | 0 | 0 | MAN | 0 | 1 | 0 | 0 | 0 | 0 | 50 | 0 | 0 | 0 | 0 | 0 | 0 | 1 | 0 | 0 | 1000000 | 0.001 | 0 | 0 | 0 | 0 | 50 | 100000 | 50 | 0 | 0 | 1746599839 | 0 | 0 | 0 | 0 | 0 | 0 | 0 | 0 | 0 | 0.8 | 99999 | 1 | 0 | 1 | 1 | 0 | 0 | 1 | hor | 0 | 0 | 0 | tre | 0 | 0 | 0 | 0 | 1 | 1 | 0 | 0 | 1 | 0 | 0 | 0 | 0 | 0 | 0 | 10 | 10 | 0 | 1.1155 | 1 | 1 | 1 | 1 | 50 | 50 | 50 | 0 | 0.8 | 0 | 0 | 0 | 0.003 | 0.0003 | 100 | 1 | 100 | 100 | 45 | 70 | 70 | 61 | 60 | 0 | 0 | 0.9969 | 3 | 0 | 0 | 1 | 0 | 5 | 4905944 | 0 | 31.5589 | 58.4411 | 4905050 | 12 | 12 | 20 | 0.00798 | 0.039638 | 100 | 0 | 0 | 0.00798 | 0 | 0 | 1 | 1 | -2 | 1 | 3 | 5 | 1 | 0 | -1 | -1 | 0.001 | 0.001 | 0.001 | 20 | 25 | 5 | 4294967294 | [[]] | 5 | 20 | 0 | 1 | 0 | Overhead Line | 0 | -1 | 0 | 1 | 0 | 0.064017 | 1.3091 | 0.012992 | 0.060989
Line118 | Network Model.IntPrjfolder\Network Data.IntPrjfolder\Main Grid.ElmNet\Line118.ElmLne | 0 | Library.IntPrjfolder\Equipment Type Library.IntPrjfolder\20 kV 150A.TypLne | Network Model.IntPrjfolder\Network Data.IntPrjfolder\Main Grid.ElmNet | Network Model.IntPrjfolder\Network Data.IntPrjfolder\Main Grid.ElmNet\Bus14.ElmTerm\Cub_2.StaCubic | Network Model.IntPrjfolder\Network Data.IntPrjfolder\Main Grid.ElmNet\Bus229.ElmTerm\Cub_1.StaCubic | 0.816 | 1 | 1 | 0 | 20 | 1 | 0.17136 | 0.27899 | 0 | 0 | 0.17136 | 1.3747 | 0 | 0 | 1 | 1 | 1 | 1 | 1 | 1 | 1775 | 1746343830 | 0 | -1 | 0 | 0 | 0 | 0 | 0 | 0 | 0 | 0 | 0 | 0 | 0 | 0 | 0 | 0 | 0 | 1000 | 1000 | 1000 | 0 | 0 | 0 | 0 | 0 | 0 | 0 | 0 | 0 | 0 | 0 | 0 | 0 | 0 | 0 | 1 | ["0"] | ["0"] | Line118 | 50 | 0 | 0 | 0 | 0 | 0 | 0 | 1 | 0 | 0 | 0 | 0 | 0 | 0 | 0 | 0 | 0 | D | D | D | B | B | 1 | 1 | 0 | 0 | 100 | 1970-01-01T00:00:00Z | 0 | 0 | Network Model.IntPrjfolder\Network Data.IntPrjfolder\Areas.IntArea\TAMBAK.ElmArea | Network Model.IntPrjfolder\Network Data.IntPrjfolder\Main Grid.ElmNet | Network Model.IntPrjfolder\Network Data.IntPrjfolder\Main Grid.ElmNet | 0 | 0 | 0.408 | 0 | 0 | 0 | 0 | 80 | 0 | 0 | MAN | 0 | 1 | 0 | 0 | 0 | 0 | 50 | 0 | 0 | 0 | 0 | 0 | 0 | 1 | 0 | 0 | 1000000 | 0.001 | 0 | 0 | 0 | 0 | 50 | 100000 | 50 | 0 | 0 | 1746599839 | 0 | 0 | 0 | 0 | 0 | 0 | 0 | 0 | 0 | 0.8 | 99999 | 1 | 0 | 1 | 1 | 0 | 0 | 1 | hor | 0 | 0 | 0 | tre | 0 | 0 | 0 | 0 | 1 | 1 | 0 | 0 | 1 | 0 | 0 | 0 | 0 | 0 | 0 | 10 | 10 | 0 | 1.1155 | 1 | 1 | 1 | 1 | 50 | 50 | 50 | 0 | 0.8 | 0 | 0 | 0 | 0.003 | 0.0003 | 100 | 1 | 100 | 100 | 45 | 70 | 70 | 61 | 60 | 0 | 0 | 0.9969 | 3 | 0 | 0 | 1 | 0 | 5 | 4905955 | 0 | 31.5589 | 58.4411 | 4905050 | 12 | 12 | 20 | 0.04284 | 0.21279 | 100 | 0 | 0 | 0.04284 | 0 | 0 | 1 | 1 | -2 | 1 | 3 | 5 | 1 | 0 | -1 | -1 | 0.001 | 0.001 | 0.001 | 20 | 25 | 5 | 4294967294 | [[]] | 5 | 20 | 0 | 1 | 0 | Overhead Line | 0 | -1 | 0 | 1 | 0 | 0.34367 | 1.3091 | 0.069748 | 0.32741
Line5 | Network Model.IntPrjfolder\Network Data.IntPrjfolder\Main Grid.ElmNet\Line5.ElmLne | 0 | Library.IntPrjfolder\Equipment Type Library.IntPrjfolder\20 kV 150A.TypLne | Network Model.IntPrjfolder\Network Data.IntPrjfolder\Main Grid.ElmNet | Network Model.IntPrjfolder\Network Data.IntPrjfolder\Main Grid.ElmNet\Bus14.ElmTerm\Cub_3.StaCubic | Network Model.IntPrjfolder\Network Data.IntPrjfolder\Main Grid.ElmNet\Terminal(12).ElmTerm\Cub_1.StaCubic | 1.23 | 1 | 1 | 0 | 20 | 1 | 0.2583 | 0.42054 | 0 | 0 | 0.2583 | 2.0721 | 0 | 0 | 1 | 1 | 1 | 1 | 1 | 1 | 1775 | 1746343920 | 0 | -1 | 0 | 0 | 0 | 0 | 0 | 0 | 0 | 0 | 0 | 0 | 0 | 0 | 0 | 0 | 0 | 1000 | 1000 | 1000 | 0 | 0 | 0 | 0 | 0 | 0 | 0 | 0 | 0 | 0 | 0 | 0 | 0 | 0 | 0 | 1 | ["0"] | ["0"] | Line5 | 50 | 0 | 0 | 0 | 0 | 0 | 0 | 1 | 0 | 0 | 0 | 0 | 0 | 0 | 0 | 0 | 0 | D | D | D | B | B | 1 | 1 | 0 | 0 | 100 | 1970-01-01T00:00:00Z | 0 | 0 | Network Model.IntPrjfolder\Network Data.IntPrjfolder\Areas.IntArea\TAMBAK.ElmArea | Network Model.IntPrjfolder\Network Data.IntPrjfolder\Main Grid.ElmNet | Network Model.IntPrjfolder\Network Data.IntPrjfolder\Main Grid.ElmNet | 0 | 0 | 0.615 | 0 | 0 | 0 | 0 | 80 | 0 | 0 | MAN | 0 | 1 | 0 | 0 | 0 | 0 | 50 | 0 | 0 | 0 | 0 | 0 | 0 | 1 | 0 | 0 | 1000000 | 0.001 | 0 | 0 | 0 | 0 | 50 | 100000 | 50 | 0 | 0 | 1746599839 | 0 | 0 | 0 | 0 | 0 | 0 | 0 | 0 | 0 | 0.8 | 99999 | 1 | 0 | 1 | 1 | 0 | 0 | 1 | hor | 0 | 0 | 0 | tre | 0 | 0 | 0 | 0 | 1 | 1 | 0 | 0 | 1 | 0 | 0 | 0 | 0 | 0 | 0 | 10 | 10 | 0 | 1.1155 | 1 | 1 | 1 | 1 | 50 | 50 | 50 | 0 | 0.8 | 0 | 0 | 0 | 0.003 | 0.0003 | 100 | 1 | 100 | 100 | 45 | 70 | 70 | 61 | 60 | 0 | 0 | 0.9969 | 3 | 0 | 0 | 1 | 0 | 5 | 4905979 | 0 | 31.5589 | 58.4411 | 4905050 | 12 | 12 | 20 | 0.064575 | 0.32076 | 100 | 0 | 0 | 0.064575 | 0 | 0 | 1 | 1 | -2 | 1 | 3 | 5 | 1 | 0 | -1 | -1 | 0.001 | 0.001 | 0.001 | 20 | 25 | 5 | 4294967294 | [[]] | 5 | 20 | 0 | 1 | 0 | Overhead Line | 0 | -1 | 0 | 1 | 0 | 0.51803 | 1.3091 | 0.10513 | 0.49353
Line120 | Network Model.IntPrjfolder\Network Data.IntPrjfolder\Main Grid.ElmNet\Line120.ElmLne | 0 | Library.IntPrjfolder\Equipment Type Library.IntPrjfolder\20 kV 150A.TypLne | Network Model.IntPrjfolder\Network Data.IntPrjfolder\Main Grid.ElmNet | Network Model.IntPrjfolder\Network Data.IntPrjfolder\Main Grid.ElmNet\Bus230.ElmTerm\Cub_2.StaCubic | Network Model.IntPrjfolder\Network Data.IntPrjfolder\Main Grid.ElmNet\Bus28.ElmTerm\Cub_1.StaCubic | 0.133 | 1 | 1 | 0 | 20 | 1 | 0.02793 | 0.045473 | 0 | 0 | 0.02793 | 0.22406 | 0 | 0 | 1 | 1 | 1 | 1 | 1 | 1 | 1775 | 1746344047 | 0 | -1 | 0 | 0 | 0 | 0 | 0 | 0 | 0 | 0 | 0 | 0 | 0 | 0 | 0 | 0 | 0 | 1000 | 1000 | 1000 | 0 | 0 | 0 | 0 | 0 | 0 | 0 | 0 | 0 | 0 | 0 | 0 | 0 | 0 | 0 | 1 | ["0"] | ["0"] | Line120 | 50 | 0 | 0 | 0 | 0 | 0 | 0 | 1 | 0 | 0 | 0 | 0 | 0 | 0 | 0 | 0 | 0 | D | D | D | B | B | 1 | 1 | 0 | 0 | 100 | 1970-01-01T00:00:00Z | 0 | 0 | Network Model.IntPrjfolder\Network Data.IntPrjfolder\Areas.IntArea\TAMBAK.ElmArea | Network Model.IntPrjfolder\Network Data.IntPrjfolder\Main Grid.ElmNet | Network Model.IntPrjfolder\Network Data.IntPrjfolder\Main Grid.ElmNet | 0 | 0 | 0.0665 | 0 | 0 | 0 | 0 | 80 | 0 | 0 | MAN | 0 | 1 | 0 | 0 | 0 | 0 | 50 | 0 | 0 | 0 | 0 | 0 | 0 | 1 | 0 | 0 | 1000000 | 0.001 | 0 | 0 | 0 | 0 | 50 | 100000 | 50 | 0 | 0 | 1746599839 | 0 | 0 | 0 | 0 | 0 | 0 | 0 | 0 | 0 | 0.8 | 99999 | 1 | 0 | 1 | 1 | 0 | 0 | 1 | hor | 0 | 0 | 0 | tre | 0 | 0 | 0 | 0 | 1 | 1 | 0 | 0 | 1 | 0 | 0 | 0 | 0 | 0 | 0 | 10 | 10 | 0 | 1.1155 | 1 | 1 | 1 | 1 | 50 | 50 | 50 | 0 | 0.8 | 0 | 0 | 0 | 0.003 | 0.0003 | 100 | 1 | 100 | 100 | 45 | 70 | 70 | 61 | 60 | 0 | 0 | 0.9969 | 3 | 0 | 0 | 1 | 0 | 5 | 4905999 | 0 | 31.5589 | 58.4411 | 4905050 | 12 | 12 | 20 | 0.0069825 | 0.034683 | 100 | 0 | 0 | 0.0069825 | 0 | 0 | 1 | 1 | -2 | 1 | 3 | 5 | 1 | 0 | -1 | -1 | 0.001 | 0.001 | 0.001 | 20 | 25 | 5 | 4294967294 | [[]] | 5 | 20 | 0 | 1 | 0 | Overhead Line | 0 | -1 | 0 | 1 | 0 | 0.056015 | 1.3091 | 0.011368 | 0.053365
Line7 | Network Model.IntPrjfolder\Network Data.IntPrjfolder\Main Grid.ElmNet\Line7.ElmLne | 0 | Library.IntPrjfolder\Equipment Type Library.IntPrjfolder\20 kV 150A.TypLne | Network Model.IntPrjfolder\Network Data.IntPrjfolder\Main Grid.ElmNet | Network Model.IntPrjfolder\Network Data.IntPrjfolder\Main Grid.ElmNet\Bus28.ElmTerm\Cub_3.StaCubic | Network Model.IntPrjfolder\Network Data.IntPrjfolder\Main Grid.ElmNet\Bus36.ElmTerm\Cub_1.StaCubic | 2.111 | 1 | 1 | 0 | 20 | 1 | 0.44331 | 0.72175 | 0 | 0 | 0.44331 | 3.5563 | 0 | 0 | 1 | 1 | 1 | 1 | 1 | 1 | 1775 | 1746344254 | 0 | -1 | 0 | 0 | 0 | 0 | 0 | 0 | 0 | 0 | 0 | 0 | 0 | 0 | 0 | 0 | 0 | 1000 | 1000 | 1000 | 0 | 0 | 0 | 0 | 0 | 0 | 0 | 0 | 0 | 0 | 0 | 0 | 0 | 0 | 0 | 1 | ["0"] | ["0"] | Line7 | 50 | 0 | 0 | 0 | 0 | 0 | 0 | 1 | 0 | 0 | 0 | 0 | 0 | 0 | 0 | 0 | 0 | D | D | D | B | B | 1 | 1 | 0 | 0 | 100 | 1970-01-01T00:00:00Z | 0 | 0 | Network Model.IntPrjfolder\Network Data.IntPrjfolder\Areas.IntArea\TAMBAK.ElmArea | Network Model.IntPrjfolder\Network Data.IntPrjfolder\Main Grid.ElmNet | Network Model.IntPrjfolder\Network Data.IntPrjfolder\Main Grid.ElmNet | 0 | 0 | 1.0555 | 0 | 0 | 0 | 0 | 80 | 0 | 0 | MAN | 0 | 1 | 0 | 0 | 0 | 0 | 50 | 0 | 0 | 0 | 0 | 0 | 0 | 1 | 0 | 0 | 1000000 | 0.001 | 0 | 0 | 0 | 0 | 50 | 100000 | 50 | 0 | 0 | 1746599839 | 0 | 0 | 0 | 0 | 0 | 0 | 0 | 0 | 0 | 0.8 | 99999 | 1 | 0 | 1 | 1 | 0 | 0 | 1 | hor | 0 | 0 | 0 | tre | 0 | 0 | 0 | 0 | 1 | 1 | 0 | 0 | 1 | 0 | 0 | 0 | 0 | 0 | 0 | 10 | 10 | 0 | 1.1155 | 1 | 1 | 1 | 1 | 50 | 50 | 50 | 0 | 0.8 | 0 | 0 | 0 | 0.003 | 0.0003 | 100 | 1 | 100 | 100 | 45 | 70 | 70 | 61 | 60 | 0 | 0 | 0.9969 | 3 | 0 | 0 | 1 | 0 | 5 | 4906025 | 0 | 31.5589 | 58.4411 | 4905050 | 12 | 12 | 20 | 0.11083 | 0.5505 | 100 | 0 | 0 | 0.11083 | 0 | 0 | 1 | 1 | -2 | 1 | 3 | 5 | 1 | 0 | -1 | -1 | 0.001 | 0.001 | 0.001 | 20 | 25 | 5 | 4294967294 | [[]] | 5 | 20 | 0 | 1 | 0 | Overhead Line | 0 | -1 | 0 | 1 | 0 | 0.88908 | 1.3091 | 0.18044 | 0.84702
Line122 | Network Model.IntPrjfolder\Network Data.IntPrjfolder\Main Grid.ElmNet\Line122.ElmLne | 0 | Library.IntPrjfolder\Equipment Type Library.IntPrjfolder\20 kV 150A.TypLne | Network Model.IntPrjfolder\Network Data.IntPrjfolder\Main Grid.ElmNet | Network Model.IntPrjfolder\Network Data.IntPrjfolder\Main Grid.ElmNet\Bus36.ElmTerm\Cub_2.StaCubic | Network Model.IntPrjfolder\Network Data.IntPrjfolder\Main Grid.ElmNet\Bus231.ElmTerm\Cub_1.StaCubic | 0.026 | 1 | 1 | 0 | 20 | 1 | 0.00546 | 0.0088894 | 0 | 0 | 0.00546 | 0.043801 | 0 | 0 | 1 | 1 | 1 | 1 | 1 | 1 | 1775 | 1746344378 | 0 | -1 | 0 | 0 | 0 | 0 | 0 | 0 | 0 | 0 | 0 | 0 | 0 | 0 | 0 | 0 | 0 | 1000 | 1000 | 1000 | 0 | 0 | 0 | 0 | 0 | 0 | 0 | 0 | 0 | 0 | 0 | 0 | 0 | 0 | 0 | 1 | ["0"] | ["0"] | Line122 | 50 | 0 | 0 | 0 | 0 | 0 | 0 | 1 | 0 | 0 | 0 | 0 | 0 | 0 | 0 | 0 | 0 | D | D | D | B | B | 1 | 1 | 0 | 0 | 100 | 1970-01-01T00:00:00Z | 0 | 0 | Network Model.IntPrjfolder\Network Data.IntPrjfolder\Areas.IntArea\TAMBAK.ElmArea | Network Model.IntPrjfolder\Network Data.IntPrjfolder\Main Grid.ElmNet | Network Model.IntPrjfolder\Network Data.IntPrjfolder\Main Grid.ElmNet | 0 | 0 | 0.013 | 0 | 0 | 0 | 0 | 80 | 0 | 0 | MAN | 0 | 1 | 0 | 0 | 0 | 0 | 50 | 0 | 0 | 0 | 0 | 0 | 0 | 1 | 0 | 0 | 1000000 | 0.001 | 0 | 0 | 0 | 0 | 50 | 100000 | 50 | 0 | 0 | 1746599839 | 0 | 0 | 0 | 0 | 0 | 0 | 0 | 0 | 0 | 0.8 | 99999 | 1 | 0 | 1 | 1 | 0 | 0 | 1 | hor | 0 | 0 | 0 | tre | 0 | 0 | 0 | 0 | 1 | 1 | 0 | 0 | 1 | 0 | 0 | 0 | 0 | 0 | 0 | 10 | 10 | 0 | 1.1155 | 1 | 1 | 1 | 1 | 50 | 50 | 50 | 0 | 0.8 | 0 | 0 | 0 | 0.003 | 0.0003 | 100 | 1 | 100 | 100 | 45 | 70 | 70 | 61 | 60 | 0 | 0 | 0.9969 | 3 | 0 | 0 | 1 | 0 | 5 | 4906039 | 0 | 31.5589 | 58.4411 | 4905050 | 12 | 12 | 20 | 0.001365 | 0.0067802 | 100 | 0 | 0 | 0.001365 | 0 | 0 | 1 | 1 | -2 | 1 | 3 | 5 | 1 | 0 | -1 | -1 | 0.001 | 0.001 | 0.001 | 20 | 25 | 5 | 4294967294 | [[]] | 5 | 20 | 0 | 1 | 0 | Overhead Line | 0 | -1 | 0 | 1 | 0 | 0.01095 | 1.3091 | 0.0022224 | 0.010432
Line9 | Network Model.IntPrjfolder\Network Data.IntPrjfolder\Main Grid.ElmNet\Line9.ElmLne | 0 | Library.IntPrjfolder\Equipment Type Library.IntPrjfolder\20 kV 150A.TypLne | Network Model.IntPrjfolder\Network Data.IntPrjfolder\Main Grid.ElmNet | Network Model.IntPrjfolder\Network Data.IntPrjfolder\Main Grid.ElmNet\Bus36.ElmTerm\Cub_3.StaCubic | Network Model.IntPrjfolder\Network Data.IntPrjfolder\Main Grid.ElmNet\Bus234.ElmTerm\Cub_1.StaCubic | 0.048 | 1 | 1 | 0 | 20 | 1 | 0.01008 | 0.016411 | 0 | 0 | 0.01008 | 0.080864 | 0 | 0 | 1 | 1 | 1 | 1 | 1 | 1 | 1775 | 1746344471 | 0 | -1 | 0 | 0 | 0 | 0 | 0 | 0 | 0 | 0 | 0 | 0 | 0 | 0 | 0 | 0 | 0 | 1000 | 1000 | 1000 | 0 | 0 | 0 | 0 | 0 | 0 | 0 | 0 | 0 | 0 | 0 | 0 | 0 | 0 | 0 | 1 | ["0"] | ["0"] | Line9 | 50 | 0 | 0 | 0 | 0 | 0 | 0 | 1 | 0 | 0 | 0 | 0 | 0 | 0 | 0 | 0 | 0 | D | D | D | B | B | 1 | 1 | 0 | 0 | 100 | 1970-01-01T00:00:00Z | 0 | 0 | Network Model.IntPrjfolder\Network Data.IntPrjfolder\Areas.IntArea\TAMBAK.ElmArea | Network Model.IntPrjfolder\Network Data.IntPrjfolder\Main Grid.ElmNet | Network Model.IntPrjfolder\Network Data.IntPrjfolder\Main Grid.ElmNet | 0 | 0 | 0.024 | 0 | 0 | 0 | 0 | 80 | 0 | 0 | MAN | 0 | 1 | 0 | 0 | 0 | 0 | 50 | 0 | 0 | 0 | 0 | 0 | 0 | 1 | 0 | 0 | 1000000 | 0.001 | 0 | 0 | 0 | 0 | 50 | 100000 | 50 | 0 | 0 | 1746599839 | 0 | 0 | 0 | 0 | 0 | 0 | 0 | 0 | 0 | 0.8 | 99999 | 1 | 0 | 1 | 1 | 0 | 0 | 1 | hor | 0 | 0 | 0 | tre | 0 | 0 | 0 | 0 | 1 | 1 | 0 | 0 | 1 | 0 | 0 | 0 | 0 | 0 | 0 | 10 | 10 | 0 | 1.1155 | 1 | 1 | 1 | 1 | 50 | 50 | 50 | 0 | 0.8 | 0 | 0 | 0 | 0.003 | 0.0003 | 100 | 1 | 100 | 100 | 45 | 70 | 70 | 61 | 60 | 0 | 0 | 0.9969 | 3 | 0 | 0 | 1 | 0 | 5 | 4906061 | 0 | 31.5589 | 58.4411 | 4905050 | 12 | 12 | 20 | 0.00252 | 0.012517 | 100 | 0 | 0 | 0.00252 | 0 | 0 | 1 | 1 | -2 | 1 | 3 | 5 | 1 | 0 | -1 | -1 | 0.001 | 0.001 | 0.001 | 20 | 25 | 5 | 4294967294 | [[]] | 5 | 20 | 0 | 1 | 0 | Overhead Line | 0 | -1 | 0 | 1 | 0 | 0.020216 | 1.3091 | 0.0041028 | 0.01926
Line124 | Network Model.IntPrjfolder\Network Data.IntPrjfolder\Main Grid.ElmNet\Line124.ElmLne | 0 | Library.IntPrjfolder\Equipment Type Library.IntPrjfolder\20 kV 150A.TypLne | Network Model.IntPrjfolder\Network Data.IntPrjfolder\Main Grid.ElmNet | Network Model.IntPrjfolder\Network Data.IntPrjfolder\Main Grid.ElmNet\Bus234.ElmTerm\Cub_3.StaCubic | Network Model.IntPrjfolder\Network Data.IntPrjfolder\Main Grid.ElmNet\Bus235.ElmTerm\Cub_1.StaCubic | 0.133 | 1 | 1 | 0 | 20 | 1 | 0.02793 | 0.045473 | 0 | 0 | 0.02793 | 0.22406 | 0 | 0 | 1 | 1 | 1 | 1 | 1 | 1 | 1775 | 1746364952 | 0 | -1 | 0 | 0 | 0 | 0 | 0 | 0 | 0 | 0 | 0 | 0 | 0 | 0 | 0 | 0 | 0 | 1000 | 1000 | 1000 | 0 | 0 | 0 | 0 | 0 | 0 | 0 | 0 | 0 | 0 | 0 | 0 | 0 | 0 | 0 | 1 | ["0"] | ["0"] | Line124 | 50 | 0 | 0 | 0 | 0 | 0 | 0 | 1 | 0 | 0 | 0 | 0 | 0 | 0 | 0 | 0 | 0 | D | D | D | B | B | 1 | 1 | 0 | 0 | 100 | 1970-01-01T00:00:00Z | 0 | 0 | Network Model.IntPrjfolder\Network Data.IntPrjfolder\Areas.IntArea\TAMBAK.ElmArea | Network Model.IntPrjfolder\Network Data.IntPrjfolder\Main Grid.ElmNet | Network Model.IntPrjfolder\Network Data.IntPrjfolder\Main Grid.ElmNet | 0 | 0 | 0.0665 | 0 | 0 | 0 | 0 | 80 | 0 | 0 | MAN | 0 | 1 | 0 | 0 | 0 | 0 | 50 | 0 | 0 | 0 | 0 | 0 | 0 | 1 | 0 | 0 | 1000000 | 0.001 | 0 | 0 | 0 | 0 | 50 | 100000 | 50 | 0 | 0 | 1746599839 | 0 | 0 | 0 | 0 | 0 | 0 | 0 | 0 | 0 | 0.8 | 99999 | 1 | 0 | 1 | 1 | 0 | 0 | 1 | hor | 0 | 0 | 0 | tre | 0 | 0 | 0 | 0 | 1 | 1 | 0 | 0 | 1 | 0 | 0 | 0 | 0 | 0 | 0 | 10 | 10 | 0 | 1.1155 | 1 | 1 | 1 | 1 | 50 | 50 | 50 | 0 | 0.8 | 0 | 0 | 0 | 0.003 | 0.0003 | 100 | 1 | 100 | 100 | 45 | 70 | 70 | 61 | 60 | 0 | 0 | 0.9969 | 3 | 0 | 0 | 1 | 0 | 5 | 4906086 | 0 | 31.5589 | 58.4411 | 4905050 | 12 | 12 | 20 | 0.0069825 | 0.034683 | 100 | 0 | 0 | 0.0069825 | 0 | 0 | 1 | 1 | -2 | 1 | 3 | 5 | 1 | 0 | -1 | -1 | 0.001 | 0.001 | 0.001 | 20 | 25 | 5 | 4294967294 | [[]] | 5 | 20 | 0 | 1 | 0 | Overhead Line | 0 | -1 | 0 | 1 | 0 | 0.056015 | 1.3091 | 0.011368 | 0.053365
Line13 | Network Model.IntPrjfolder\Network Data.IntPrjfolder\Main Grid.ElmNet\Line13.ElmLne | 0 | Library.IntPrjfolder\Equipment Type Library.IntPrjfolder\20 kV 150A.TypLne | Network Model.IntPrjfolder\Network Data.IntPrjfolder\Main Grid.ElmNet | Network Model.IntPrjfolder\Network Data.IntPrjfolder\Main Grid.ElmNet\Bus235.ElmTerm\Cub_2.StaCubic | Network Model.IntPrjfolder\Network Data.IntPrjfolder\Main Grid.ElmNet\Bus74.ElmTerm\Cub_1.StaCubic | 0.534 | 1 | 1 | 0 | 20 | 1 | 0.11214 | 0.18257 | 0 | 0 | 0.11214 | 0.89961 | 0 | 0 | 1 | 1 | 1 | 1 | 1 | 1 | 1775 | 1746365025 | 0 | -1 | 0 | 0 | 0 | 0 | 0 | 0 | 0 | 0 | 0 | 0 | 0 | 0 | 0 | 0 | 0 | 1000 | 1000 | 1000 | 0 | 0 | 0 | 0 | 0 | 0 | 0 | 0 | 0 | 0 | 0 | 0 | 0 | 0 | 0 | 1 | ["0"] | ["0"] | Line13 | 50 | 0 | 0 | 0 | 0 | 0 | 0 | 1 | 0 | 0 | 0 | 0 | 0 | 0 | 0 | 0 | 0 | D | D | D | B | B | 1 | 1 | 0 | 0 | 100 | 1970-01-01T00:00:00Z | 0 | 0 | Network Model.IntPrjfolder\Network Data.IntPrjfolder\Areas.IntArea\TAMBAK.ElmArea | Network Model.IntPrjfolder\Network Data.IntPrjfolder\Main Grid.ElmNet | Network Model.IntPrjfolder\Network Data.IntPrjfolder\Main Grid.ElmNet | 0 | 0 | 0.267 | 0 | 0 | 0 | 0 | 80 | 0 | 0 | MAN | 0 | 1 | 0 | 0 | 0 | 0 | 50 | 0 | 0 | 0 | 0 | 0 | 0 | 1 | 0 | 0 | 1000000 | 0.001 | 0 | 0 | 0 | 0 | 50 | 100000 | 50 | 0 | 0 | 1746599839 | 0 | 0 | 0 | 0 | 0 | 0 | 0 | 0 | 0 | 0.8 | 99999 | 1 | 0 | 1 | 1 | 0 | 0 | 1 | hor | 0 | 0 | 0 | tre | 0 | 0 | 0 | 0 | 1 | 1 | 0 | 0 | 1 | 0 | 0 | 0 | 0 | 0 | 0 | 10 | 10 | 0 | 1.1155 | 1 | 1 | 1 | 1 | 50 | 50 | 50 | 0 | 0.8 | 0 | 0 | 0 | 0.003 | 0.0003 | 100 | 1 | 100 | 100 | 45 | 70 | 70 | 61 | 60 | 0 | 0 | 0.9969 | 3 | 0 | 0 | 1 | 0 | 5 | 4906096 | 0 | 31.5589 | 58.4411 | 4905050 | 12 | 12 | 20 | 0.028035 | 0.13926 | 100 | 0 | 0 | 0.028035 | 0 | 0 | 1 | 1 | -2 | 1 | 3 | 5 | 1 | 0 | -1 | -1 | 0.001 | 0.001 | 0.001 | 20 | 25 | 5 | 4294967294 | [[]] | 5 | 20 | 0 | 1 | 0 | Overhead Line | 0 | -1 | 0 | 1 | 0 | 0.2249 | 1.3091 | 0.045644 | 0.21426
Line29 | Network Model.IntPrjfolder\Network Data.IntPrjfolder\Main Grid.ElmNet\Line29.ElmLne | 0 | Library.IntPrjfolder\Equipment Type Library.IntPrjfolder\20 kV 150A.TypLne | Network Model.IntPrjfolder\Network Data.IntPrjfolder\Main Grid.ElmNet | Network Model.IntPrjfolder\Network Data.IntPrjfolder\Main Grid.ElmNet\Bus74.ElmTerm\Cub_3.StaCubic | Network Model.IntPrjfolder\Network Data.IntPrjfolder\Main Grid.ElmNet\Bus78.ElmTerm\Cub_1.StaCubic | 0.95 | 1 | 1 | 0 | 20 | 1 | 0.1995 | 0.3248 | 0 | 0 | 0.1995 | 1.6004 | 0 | 0 | 1 | 1 | 1 | 1 | 1 | 1 | 1775 | 1746365145 | 0 | -1 | 0 | 0 | 0 | 0 | 0 | 0 | 0 | 0 | 0 | 0 | 0 | 0 | 0 | 0 | 0 | 1000 | 1000 | 1000 | 0 | 0 | 0 | 0 | 0 | 0 | 0 | 0 | 0 | 0 | 0 | 0 | 0 | 0 | 0 | 1 | ["0"] | ["0"] | Line29 | 50 | 0 | 0 | 0 | 0 | 0 | 0 | 1 | 0 | 0 | 0 | 0 | 0 | 0 | 0 | 0 | 0 | D | D | D | B | B | 1 | 1 | 0 | 0 | 100 | 1970-01-01T00:00:00Z | 0 | 0 | Network Model.IntPrjfolder\Network Data.IntPrjfolder\Areas.IntArea\TAMBAK.ElmArea | Network Model.IntPrjfolder\Network Data.IntPrjfolder\Main Grid.ElmNet | Network Model.IntPrjfolder\Network Data.IntPrjfolder\Main Grid.ElmNet | 0 | 0 | 0.475 | 0 | 0 | 0 | 0 | 80 | 0 | 0 | MAN | 0 | 1 | 0 | 0 | 0 | 0 | 50 | 0 | 0 | 0 | 0 | 0 | 0 | 1 | 0 | 0 | 1000000 | 0.001 | 0 | 0 | 0 | 0 | 50 | 100000 | 50 | 0 | 0 | 1746599839 | 0 | 0 | 0 | 0 | 0 | 0 | 0 | 0 | 0 | 0.8 | 99999 | 1 | 0 | 1 | 1 | 0 | 0 | 1 | hor | 0 | 0 | 0 | tre | 0 | 0 | 0 | 0 | 1 | 1 | 0 | 0 | 1 | 0 | 0 | 0 | 0 | 0 | 0 | 10 | 10 | 0 | 1.1155 | 1 | 1 | 1 | 1 | 50 | 50 | 50 | 0 | 0.8 | 0 | 0 | 0 | 0.003 | 0.0003 | 100 | 1 | 100 | 100 | 45 | 70 | 70 | 61 | 60 | 0 | 0 | 0.9969 | 3 | 0 | 0 | 1 | 0 | 5 | 4906121 | 0 | 31.5589 | 58.4411 | 4905050 | 12 | 12 | 20 | 0.049875 | 0.24774 | 100 | 0 | 0 | 0.049875 | 0 | 0 | 1 | 1 | -2 | 1 | 3 | 5 | 1 | 0 | -1 | -1 | 0.001 | 0.001 | 0.001 | 20 | 25 | 5 | 4294967294 | [[]] | 5 | 20 | 0 | 1 | 0 | Overhead Line | 0 | -1 | 0 | 1 | 0 | 0.40011 | 1.3091 | 0.081201 | 0.38118
Line126 | Network Model.IntPrjfolder\Network Data.IntPrjfolder\Main Grid.ElmNet\Line126.ElmLne | 0 | Library.IntPrjfolder\Equipment Type Library.IntPrjfolder\20 kV 150A.TypLne | Network Model.IntPrjfolder\Network Data.IntPrjfolder\Main Grid.ElmNet | Network Model.IntPrjfolder\Network Data.IntPrjfolder\Main Grid.ElmNet\Bus235.ElmTerm\Cub_3.StaCubic | Network Model.IntPrjfolder\Network Data.IntPrjfolder\Main Grid.ElmNet\Bus238.ElmTerm\Cub_1.StaCubic | 0.819 | 1 | 1 | 0 | 20 | 1 | 0.17199 | 0.28002 | 0 | 0 | 0.17199 | 1.3797 | 0 | 0 | 1 | 1 | 1 | 1 | 1 | 1 | 1775 | 1746365252 | 0 | -1 | 0 | 0 | 0 | 0 | 0 | 0 | 0 | 0 | 0 | 0 | 0 | 0 | 0 | 0 | 0 | 1000 | 1000 | 1000 | 0 | 0 | 0 | 0 | 0 | 0 | 0 | 0 | 0 | 0 | 0 | 0 | 0 | 0 | 0 | 1 | ["0"] | ["0"] | Line126 | 50 | 0 | 0 | 0 | 0 | 0 | 0 | 1 | 0 | 0 | 0 | 0 | 0 | 0 | 0 | 0 | 0 | D | D | D | B | B | 1 | 1 | 0 | 0 | 100 | 1970-01-01T00:00:00Z | 0 | 0 | Network Model.IntPrjfolder\Network Data.IntPrjfolder\Areas.IntArea\TAMBAK.ElmArea | Network Model.IntPrjfolder\Network Data.IntPrjfolder\Main Grid.ElmNet | Network Model.IntPrjfolder\Network Data.IntPrjfolder\Main Grid.ElmNet | 0 | 0 | 0.4095 | 0 | 0 | 0 | 0 | 80 | 0 | 0 | MAN | 0 | 1 | 0 | 0 | 0 | 0 | 50 | 0 | 0 | 0 | 0 | 0 | 0 | 1 | 0 | 0 | 1000000 | 0.001 | 0 | 0 | 0 | 0 | 50 | 100000 | 50 | 0 | 0 | 1746599839 | 0 | 0 | 0 | 0 | 0 | 0 | 0 | 0 | 0 | 0.8 | 99999 | 1 | 0 | 1 | 1 | 0 | 0 | 1 | hor | 0 | 0 | 0 | tre | 0 | 0 | 0 | 0 | 1 | 1 | 0 | 0 | 1 | 0 | 0 | 0 | 0 | 0 | 0 | 10 | 10 | 0 | 1.1155 | 1 | 1 | 1 | 1 | 50 | 50 | 50 | 0 | 0.8 | 0 | 0 | 0 | 0.003 | 0.0003 | 100 | 1 | 100 | 100 | 45 | 70 | 70 | 61 | 60 | 0 | 0 | 0.9969 | 3 | 0 | 0 | 1 | 0 | 5 | 4906145 | 0 | 31.5589 | 58.4411 | 4905050 | 12 | 12 | 20 | 0.042997 | 0.21358 | 100 | 0 | 0 | 0.042997 | 0 | 0 | 1 | 1 | -2 | 1 | 3 | 5 | 1 | 0 | -1 | -1 | 0.001 | 0.001 | 0.001 | 20 | 25 | 5 | 4294967294 | [[]] | 5 | 20 | 0 | 1 | 0 | Overhead Line | 0 | -1 | 0 | 1 | 0 | 0.34493 | 1.3091 | 0.070004 | 0.32862
Line128 | Network Model.IntPrjfolder\Network Data.IntPrjfolder\Main Grid.ElmNet\Line128.ElmLne | 0 | Library.IntPrjfolder\Equipment Type Library.IntPrjfolder\20 kV 150A.TypLne | Network Model.IntPrjfolder\Network Data.IntPrjfolder\Main Grid.ElmNet | Network Model.IntPrjfolder\Network Data.IntPrjfolder\Main Grid.ElmNet\Bus238.ElmTerm\Cub_3.StaCubic | Network Model.IntPrjfolder\Network Data.IntPrjfolder\Main Grid.ElmNet\Terminal(13).ElmTerm\Cub_1.StaCubic | 0.135 | 1 | 1 | 0 | 20 | 1 | 0.02835 | 0.046156 | 0 | 0 | 0.02835 | 0.22743 | 0 | 0 | 1 | 1 | 1 | 1 | 1 | 1 | 1775 | 1746365374 | 0 | -1 | 0 | 0 | 0 | 0 | 0 | 0 | 0 | 0 | 0 | 0 | 0 | 0 | 0 | 0 | 0 | 1000 | 1000 | 1000 | 0 | 0 | 0 | 0 | 0 | 0 | 0 | 0 | 0 | 0 | 0 | 0 | 0 | 0 | 0 | 1 | ["0"] | ["0"] | Line128 | 50 | 0 | 0 | 0 | 0 | 0 | 0 | 1 | 0 | 0 | 0 | 0 | 0 | 0 | 0 | 0 | 0 | D | D | D | B | B | 1 | 1 | 0 | 0 | 100 | 1970-01-01T00:00:00Z | 0 | 0 | Network Model.IntPrjfolder\Network Data.IntPrjfolder\Areas.IntArea\TAMBAK.ElmArea | Network Model.IntPrjfolder\Network Data.IntPrjfolder\Main Grid.ElmNet | Network Model.IntPrjfolder\Network Data.IntPrjfolder\Main Grid.ElmNet | 0 | 0 | 0.0675 | 0 | 0 | 0 | 0 | 80 | 0 | 0 | MAN | 0 | 1 | 0 | 0 | 0 | 0 | 50 | 0 | 0 | 0 | 0 | 0 | 0 | 1 | 0 | 0 | 1000000 | 0.001 | 0 | 0 | 0 | 0 | 50 | 100000 | 50 | 0 | 0 | 1746599839 | 0 | 0 | 0 | 0 | 0 | 0 | 0 | 0 | 0 | 0.8 | 99999 | 1 | 0 | 1 | 1 | 0 | 0 | 1 | hor | 0 | 0 | 0 | tre | 0 | 0 | 0 | 0 | 1 | 1 | 0 | 0 | 1 | 0 | 0 | 0 | 0 | 0 | 0 | 10 | 10 | 0 | 1.1155 | 1 | 1 | 1 | 1 | 50 | 50 | 50 | 0 | 0.8 | 0 | 0 | 0 | 0.003 | 0.0003 | 100 | 1 | 100 | 100 | 45 | 70 | 70 | 61 | 60 | 0 | 0 | 0.9969 | 3 | 0 | 0 | 1 | 0 | 5 | 4906168 | 0 | 31.5589 | 58.4411 | 4905050 | 12 | 12 | 20 | 0.0070875 | 0.035205 | 100 | 0 | 0 | 0.0070875 | 0 | 0 | 1 | 1 | -2 | 1 | 3 | 5 | 1 | 0 | -1 | -1 | 0.001 | 0.001 | 0.001 | 20 | 25 | 5 | 4294967294 | [[]] | 5 | 20 | 0 | 1 | 0 | Overhead Line | 0 | -1 | 0 | 1 | 0 | 0.056857 | 1.3091 | 0.011539 | 0.054168
Line130 | Network Model.IntPrjfolder\Network Data.IntPrjfolder\Main Grid.ElmNet\Line130.ElmLne | 0 | Library.IntPrjfolder\Equipment Type Library.IntPrjfolder\20 kV 150A.TypLne | Network Model.IntPrjfolder\Network Data.IntPrjfolder\Main Grid.ElmNet | Network Model.IntPrjfolder\Network Data.IntPrjfolder\Main Grid.ElmNet\Bus239.ElmTerm\Cub_2.StaCubic | Network Model.IntPrjfolder\Network Data.IntPrjfolder\Main Grid.ElmNet\Bus39.ElmTerm\Cub_1.StaCubic | 1.22 | 1 | 1 | 0 | 20 | 1 | 0.2562 | 0.41712 | 0 | 0 | 0.2562 | 2.0553 | 0 | 0 | 1 | 1 | 1 | 1 | 1 | 1 | 1775 | 1746365504 | 0 | -1 | 0 | 0 | 0 | 0 | 0 | 0 | 0 | 0 | 0 | 0 | 0 | 0 | 0 | 0 | 0 | 1000 | 1000 | 1000 | 0 | 0 | 0 | 0 | 0 | 0 | 0 | 0 | 0 | 0 | 0 | 0 | 0 | 0 | 0 | 1 | ["0"] | ["0"] | Line130 | 50 | 0 | 0 | 0 | 0 | 0 | 0 | 1 | 0 | 0 | 0 | 0 | 0 | 0 | 0 | 0 | 0 | D | D | D | B | B | 1 | 1 | 0 | 0 | 100 | 1970-01-01T00:00:00Z | 0 | 0 | Network Model.IntPrjfolder\Network Data.IntPrjfolder\Areas.IntArea\TAMBAK.ElmArea | Network Model.IntPrjfolder\Network Data.IntPrjfolder\Main Grid.ElmNet | Network Model.IntPrjfolder\Network Data.IntPrjfolder\Main Grid.ElmNet | 0 | 0 | 0.61 | 0 | 0 | 0 | 0 | 80 | 0 | 0 | MAN | 0 | 1 | 0 | 0 | 0 | 0 | 50 | 0 | 0 | 0 | 0 | 0 | 0 | 1 | 0 | 0 | 1000000 | 0.001 | 0 | 0 | 0 | 0 | 50 | 100000 | 50 | 0 | 0 | 1746599839 | 0 | 0 | 0 | 0 | 0 | 0 | 0 | 0 | 0 | 0.8 | 99999 | 1 | 0 | 1 | 1 | 0 | 0 | 1 | hor | 0 | 0 | 0 | tre | 0 | 0 | 0 | 0 | 1 | 1 | 0 | 0 | 1 | 0 | 0 | 0 | 0 | 0 | 0 | 10 | 10 | 0 | 1.1155 | 1 | 1 | 1 | 1 | 50 | 50 | 50 | 0 | 0.8 | 0 | 0 | 0 | 0.003 | 0.0003 | 100 | 1 | 100 | 100 | 45 | 70 | 70 | 61 | 60 | 0 | 0 | 0.9969 | 3 | 0 | 0 | 1 | 0 | 5 | 4906188 | 0 | 31.5589 | 58.4411 | 4905050 | 12 | 12 | 20 | 0.06405 | 0.31815 | 100 | 0 | 0 | 0.06405 | 0 | 0 | 1 | 1 | -2 | 1 | 3 | 5 | 1 | 0 | -1 | -1 | 0.001 | 0.001 | 0.001 | 20 | 25 | 5 | 4294967294 | [[]] | 5 | 20 | 0 | 1 | 0 | Overhead Line | 0 | -1 | 0 | 1 | 0 | 0.51382 | 1.3091 | 0.10428 | 0.48952
Line31 | Network Model.IntPrjfolder\Network Data.IntPrjfolder\Main Grid.ElmNet\Line31.ElmLne | 0 | Library.IntPrjfolder\Equipment Type Library.IntPrjfolder\20 kV 150A.TypLne | Network Model.IntPrjfolder\Network Data.IntPrjfolder\Main Grid.ElmNet | Network Model.IntPrjfolder\Network Data.IntPrjfolder\Main Grid.ElmNet\Bus39.ElmTerm\Cub_3.StaCubic | Network Model.IntPrjfolder\Network Data.IntPrjfolder\Main Grid.ElmNet\Bus82.ElmTerm\Cub_1.StaCubic | 0.379 | 1 | 1 | 0 | 20 | 1 | 0.07959 | 0.12958 | 0 | 0 | 0.07959 | 0.63849 | 0 | 0 | 1 | 1 | 1 | 1 | 1 | 1 | 1775 | 1746365942 | 0 | -1 | 0 | 0 | 0 | 0 | 0 | 0 | 0 | 0 | 0 | 0 | 0 | 0 | 0 | 0 | 0 | 1000 | 1000 | 1000 | 0 | 0 | 0 | 0 | 0 | 0 | 0 | 0 | 0 | 0 | 0 | 0 | 0 | 0 | 0 | 1 | ["0"] | ["0"] | Line31 | 50 | 0 | 0 | 0 | 0 | 0 | 0 | 1 | 0 | 0 | 0 | 0 | 0 | 0 | 0 | 0 | 0 | D | D | D | B | B | 1 | 1 | 0 | 0 | 100 | 1970-01-01T00:00:00Z | 0 | 0 | Network Model.IntPrjfolder\Network Data.IntPrjfolder\Areas.IntArea\TAMBAK.ElmArea | Network Model.IntPrjfolder\Network Data.IntPrjfolder\Main Grid.ElmNet | Network Model.IntPrjfolder\Network Data.IntPrjfolder\Main Grid.ElmNet | 0 | 0 | 0.1895 | 0 | 0 | 0 | 0 | 80 | 0 | 0 | MAN | 0 | 1 | 0 | 0 | 0 | 0 | 50 | 0 | 0 | 0 | 0 | 0 | 0 | 1 | 0 | 0 | 1000000 | 0.001 | 0 | 0 | 0 | 0 | 50 | 100000 | 50 | 0 | 0 | 1746599839 | 0 | 0 | 0 | 0 | 0 | 0 | 0 | 0 | 0 | 0.8 | 99999 | 1 | 0 | 1 | 1 | 0 | 0 | 1 | hor | 0 | 0 | 0 | tre | 0 | 0 | 0 | 0 | 1 | 1 | 0 | 0 | 1 | 0 | 0 | 0 | 0 | 0 | 0 | 10 | 10 | 0 | 1.1155 | 1 | 1 | 1 | 1 | 50 | 50 | 50 | 0 | 0.8 | 0 | 0 | 0 | 0.003 | 0.0003 | 100 | 1 | 100 | 100 | 45 | 70 | 70 | 61 | 60 | 0 | 0 | 0.9969 | 3 | 0 | 0 | 1 | 0 | 5 | 4906214 | 0 | 31.5589 | 58.4411 | 4905050 | 12 | 12 | 20 | 0.019898 | 0.098835 | 100 | 0 | 0 | 0.019898 | 0 | 0 | 1 | 1 | -2 | 1 | 3 | 5 | 1 | 0 | -1 | -1 | 0.001 | 0.001 | 0.001 | 20 | 25 | 5 | 4294967294 | [[]] | 5 | 20 | 0 | 1 | 0 | Overhead Line | 0 | -1 | 0 | 1 | 0 | 0.15962 | 1.3091 | 0.032395 | 0.15207
Line32 | Network Model.IntPrjfolder\Network Data.IntPrjfolder\Main Grid.ElmNet\Line32.ElmLne | 0 | Library.IntPrjfolder\Equipment Type Library.IntPrjfolder\20 kV 150A.TypLne | Network Model.IntPrjfolder\Network Data.IntPrjfolder\Main Grid.ElmNet | Network Model.IntPrjfolder\Network Data.IntPrjfolder\Main Grid.ElmNet\Bus240.ElmTerm\Cub_1.StaCubic | Network Model.IntPrjfolder\Network Data.IntPrjfolder\Main Grid.ElmNet\Bus82.ElmTerm\Cub_3.StaCubic | 2.164 | 1 | 1 | 0 | 20 | 1 | 0.45444 | 0.73987 | 0 | 0 | 0.45444 | 3.6456 | 0 | 0 | 1 | 1 | 1 | 1 | 1 | 1 | 1775 | 1746366515 | 0 | -1 | 0 | 0 | 0 | 0 | 0 | 0 | 0 | 0 | 0 | 0 | 0 | 0 | 0 | 0 | 0 | 1000 | 1000 | 1000 | 0 | 0 | 0 | 0 | 0 | 0 | 0 | 0 | 0 | 0 | 0 | 0 | 0 | 0 | 0 | 1 | ["0"] | ["0"] | Line32 | 50 | 0 | 0 | 0 | 0 | 0 | 0 | 1 | 0 | 0 | 0 | 0 | 0 | 0 | 0 | 0 | 0 | D | D | D | B | B | 1 | 1 | 0 | 0 | 100 | 1970-01-01T00:00:00Z | 0 | 0 | Network Model.IntPrjfolder\Network Data.IntPrjfolder\Areas.IntArea\TAMBAK.ElmArea | Network Model.IntPrjfolder\Network Data.IntPrjfolder\Main Grid.ElmNet | Network Model.IntPrjfolder\Network Data.IntPrjfolder\Main Grid.ElmNet | 0 | 0 | 1.082 | 0 | 0 | 0 | 0 | 80 | 0 | 0 | MAN | 0 | 1 | 0 | 0 | 0 | 0 | 50 | 0 | 0 | 0 | 0 | 0 | 0 | 1 | 0 | 0 | 1000000 | 0.001 | 0 | 0 | 0 | 0 | 50 | 100000 | 50 | 0 | 0 | 1746599839 | 0 | 0 | 0 | 0 | 0 | 0 | 0 | 0 | 0 | 0.8 | 99999 | 1 | 0 | 1 | 1 | 0 | 0 | 1 | hor | 0 | 0 | 0 | tre | 0 | 0 | 0 | 0 | 1 | 1 | 0 | 0 | 1 | 0 | 0 | 0 | 0 | 0 | 0 | 10 | 10 | 0 | 1.1155 | 1 | 1 | 1 | 1 | 50 | 50 | 50 | 0 | 0.8 | 0 | 0 | 0 | 0.003 | 0.0003 | 100 | 1 | 100 | 100 | 45 | 70 | 70 | 61 | 60 | 0 | 0 | 0.9969 | 3 | 0 | 0 | 1 | 0 | 5 | 4906240 | 0 | 31.5589 | 58.4411 | 4905050 | 12 | 12 | 20 | 0.11361 | 0.56432 | 100 | 0 | 0 | 0.11361 | 0 | 0 | 1 | 1 | -2 | 1 | 3 | 5 | 1 | 0 | -1 | -1 | 0.001 | 0.001 | 0.001 | 20 | 25 | 5 | 4294967294 | [[]] | 5 | 20 | 0 | 1 | 0 | Overhead Line | 0 | -1 | 0 | 1 | 0 | 0.9114 | 1.3091 | 0.18497 | 0.86829
Line35 | Network Model.IntPrjfolder\Network Data.IntPrjfolder\Main Grid.ElmNet\Line35.ElmLne | 0 | Library.IntPrjfolder\Equipment Type Library.IntPrjfolder\20 kV 150A.TypLne | Network Model.IntPrjfolder\Network Data.IntPrjfolder\Main Grid.ElmNet | Network Model.IntPrjfolder\Network Data.IntPrjfolder\Main Grid.ElmNet\Bus240.ElmTerm\Cub_2.StaCubic | Network Model.IntPrjfolder\Network Data.IntPrjfolder\Main Grid.ElmNet\Bus91.ElmTerm\Cub_1.StaCubic | 0.976 | 1 | 1 | 0 | 20 | 1 | 0.20496 | 0.33369 | 0 | 0 | 0.20496 | 1.6442 | 0 | 0 | 1 | 1 | 1 | 1 | 1 | 1 | 1775 | 1746366571 | 0 | -1 | 0 | 0 | 0 | 0 | 0 | 0 | 0 | 0 | 0 | 0 | 0 | 0 | 0 | 0 | 0 | 1000 | 1000 | 1000 | 0 | 0 | 0 | 0 | 0 | 0 | 0 | 0 | 0 | 0 | 0 | 0 | 0 | 0 | 0 | 1 | ["0"] | ["0"] | Line35 | 50 | 0 | 0 | 0 | 0 | 0 | 0 | 1 | 0 | 0 | 0 | 0 | 0 | 0 | 0 | 0 | 0 | D | D | D | B | B | 1 | 1 | 0 | 0 | 100 | 1970-01-01T00:00:00Z | 0 | 0 | Network Model.IntPrjfolder\Network Data.IntPrjfolder\Areas.IntArea\TAMBAK.ElmArea | Network Model.IntPrjfolder\Network Data.IntPrjfolder\Main Grid.ElmNet | Network Model.IntPrjfolder\Network Data.IntPrjfolder\Main Grid.ElmNet | 0 | 0 | 0.488 | 0 | 0 | 0 | 0 | 80 | 0 | 0 | MAN | 0 | 1 | 0 | 0 | 0 | 0 | 50 | 0 | 0 | 0 | 0 | 0 | 0 | 1 | 0 | 0 | 1000000 | 0.001 | 0 | 0 | 0 | 0 | 50 | 100000 | 50 | 0 | 0 | 1746599839 | 0 | 0 | 0 | 0 | 0 | 0 | 0 | 0 | 0 | 0.8 | 99999 | 1 | 0 | 1 | 1 | 0 | 0 | 1 | hor | 0 | 0 | 0 | tre | 0 | 0 | 0 | 0 | 1 | 1 | 0 | 0 | 1 | 0 | 0 | 0 | 0 | 0 | 0 | 10 | 10 | 0 | 1.1155 | 1 | 1 | 1 | 1 | 50 | 50 | 50 | 0 | 0.8 | 0 | 0 | 0 | 0.003 | 0.0003 | 100 | 1 | 100 | 100 | 45 | 70 | 70 | 61 | 60 | 0 | 0 | 0.9969 | 3 | 0 | 0 | 1 | 0 | 5 | 4906251 | 0 | 31.5589 | 58.4411 | 4905050 | 12 | 12 | 20 | 0.05124 | 0.25452 | 100 | 0 | 0 | 0.05124 | 0 | 0 | 1 | 1 | -2 | 1 | 3 | 5 | 1 | 0 | -1 | -1 | 0.001 | 0.001 | 0.001 | 20 | 25 | 5 | 4294967294 | [[]] | 5 | 20 | 0 | 1 | 0 | Overhead Line | 0 | -1 | 0 | 1 | 0 | 0.41106 | 1.3091 | 0.083424 | 0.39161
Line | Network Model.IntPrjfolder\Network Data.IntPrjfolder\Main Grid.ElmNet\Line.ElmLne | 0 | Library.IntPrjfolder\Equipment Type Library.IntPrjfolder\20 kV 150A.TypLne | Network Model.IntPrjfolder\Network Data.IntPrjfolder\Main Grid.ElmNet | Network Model.IntPrjfolder\Network Data.IntPrjfolder\Main Grid.ElmNet\Bus91.ElmTerm\Cub_3.StaCubic | Network Model.IntPrjfolder\Network Data.IntPrjfolder\Main Grid.ElmNet\Bus93.ElmTerm\Cub_1.StaCubic | 1.05 | 1 | 1 | 0 | 20 | 1 | 0.2205 | 0.35899 | 0 | 0 | 0.2205 | 1.7689 | 0 | 0 | 1 | 1 | 1 | 1 | 1 | 1 | 1775 | 1746366680 | 0 | -1 | 0 | 0 | 0 | 0 | 0 | 0 | 0 | 0 | 0 | 0 | 0 | 0 | 0 | 0 | 0 | 1000 | 1000 | 1000 | 0 | 0 | 0 | 0 | 0 | 0 | 0 | 0 | 0 | 0 | 0 | 0 | 0 | 0 | 0 | 1 | ["0"] | ["0"] | Line | 50 | 0 | 0 | 0 | 0 | 0 | 0 | 1 | 0 | 0 | 0 | 0 | 0 | 0 | 0 | 0 | 0 | D | D | D | B | B | 1 | 1 | 0 | 0 | 100 | 1970-01-01T00:00:00Z | 0 | 0 | Network Model.IntPrjfolder\Network Data.IntPrjfolder\Areas.IntArea\TAMBAK.ElmArea | Network Model.IntPrjfolder\Network Data.IntPrjfolder\Main Grid.ElmNet | Network Model.IntPrjfolder\Network Data.IntPrjfolder\Main Grid.ElmNet | 0 | 0 | 0.525 | 0 | 0 | 0 | 0 | 80 | 0 | 0 | MAN | 0 | 1 | 0 | 0 | 0 | 0 | 50 | 0 | 0 | 0 | 0 | 0 | 0 | 1 | 0 | 0 | 1000000 | 0.001 | 0 | 0 | 0 | 0 | 50 | 100000 | 50 | 0 | 0 | 1746599850 | 0 | 0 | 0 | 0 | 0 | 0 | 0 | 0 | 0 | 0.8 | 99999 | 1 | 0 | 1 | 1 | 0 | 0 | 1 | hor | 0 | 0 | 0 | tre | 0 | 0 | 0 | 0 | 1 | 1 | 0 | 0 | 1 | 0 | 0 | 0 | 0 | 0 | 0 | 10 | 10 | 0 | 1.1155 | 1 | 1 | 1 | 1 | 50 | 50 | 50 | 0 | 0.8 | 0 | 0 | 0 | 0.003 | 0.0003 | 100 | 1 | 100 | 100 | 45 | 70 | 70 | 61 | 60 | 0 | 0 | 0.9969 | 3 | 0 | 0 | 1 | 0 | 5 | 4906276 | 0 | 31.5589 | 58.4411 | 4905050 | 12 | 12 | 20 | 0.055125 | 0.27382 | 100 | 0 | 0 | 0.055125 | 0 | 0 | 1 | 1 | -2 | 1 | 3 | 5 | 1 | 0 | -1 | -1 | 0.001 | 0.001 | 0.001 | 20 | 25 | 5 | 4294967294 | [[]] | 5 | 20 | 0 | 1 | 0 | Overhead Line | 0 | -1 | 0 | 1 | 0 | 0.44222 | 1.3091 | 0.089749 | 0.4213
Line136 | Network Model.IntPrjfolder\Network Data.IntPrjfolder\Main Grid.ElmNet\Line136.ElmLne | 0 | Library.IntPrjfolder\Equipment Type Library.IntPrjfolder\20 kV 150A.TypLne | Network Model.IntPrjfolder\Network Data.IntPrjfolder\Main Grid.ElmNet | Network Model.IntPrjfolder\Network Data.IntPrjfolder\Main Grid.ElmNet\Bus93.ElmTerm\Cub_2.StaCubic | Network Model.IntPrjfolder\Network Data.IntPrjfolder\Main Grid.ElmNet\Bus241.ElmTerm\Cub_1.StaCubic | 2.2 | 1 | 1 | 0 | 20 | 1 | 0.462 | 0.75218 | 0 | 0 | 0.462 | 3.7063 | 0 | 0 | 1 | 1 | 1 | 1 | 1 | 1 | 1775 | 1746366762 | 0 | -1 | 0 | 0 | 0 | 0 | 0 | 0 | 0 | 0 | 0 | 0 | 0 | 0 | 0 | 0 | 0 | 1000 | 1000 | 1000 | 0 | 0 | 0 | 0 | 0 | 0 | 0 | 0 | 0 | 0 | 0 | 0 | 0 | 0 | 0 | 1 | ["0"] | ["0"] | Line136 | 50 | 0 | 0 | 0 | 0 | 0 | 0 | 1 | 0 | 0 | 0 | 0 | 0 | 0 | 0 | 0 | 0 | D | D | D | B | B | 1 | 1 | 0 | 0 | 100 | 1970-01-01T00:00:00Z | 0 | 0 | Network Model.IntPrjfolder\Network Data.IntPrjfolder\Areas.IntArea\TAMBAK.ElmArea | Network Model.IntPrjfolder\Network Data.IntPrjfolder\Main Grid.ElmNet | Network Model.IntPrjfolder\Network Data.IntPrjfolder\Main Grid.ElmNet | 0 | 0 | 1.1 | 0 | 0 | 0 | 0 | 80 | 0 | 0 | MAN | 0 | 1 | 0 | 0 | 0 | 0 | 50 | 0 | 0 | 0 | 0 | 0 | 0 | 1 | 0 | 0 | 1000000 | 0.001 | 0 | 0 | 0 | 0 | 50 | 100000 | 50 | 0 | 0 | 1746599850 | 0 | 0 | 0 | 0 | 0 | 0 | 0 | 0 | 0 | 0.8 | 99999 | 1 | 0 | 1 | 1 | 0 | 0 | 1 | hor | 0 | 0 | 0 | tre | 0 | 0 | 0 | 0 | 1 | 1 | 0 | 0 | 1 | 0 | 0 | 0 | 0 | 0 | 0 | 10 | 10 | 0 | 1.1155 | 1 | 1 | 1 | 1 | 50 | 50 | 50 | 0 | 0.8 | 0 | 0 | 0 | 0.003 | 0.0003 | 100 | 1 | 100 | 100 | 45 | 70 | 70 | 61 | 60 | 0 | 0 | 0.9969 | 3 | 0 | 0 | 1 | 0 | 5 | 4906287 | 0 | 31.5589 | 58.4411 | 4905050 | 12 | 12 | 20 | 0.1155 | 0.57371 | 100 | 0 | 0 | 0.1155 | 0 | 0 | 1 | 1 | -2 | 1 | 3 | 5 | 1 | 0 | -1 | -1 | 0.001 | 0.001 | 0.001 | 20 | 25 | 5 | 4294967294 | [[]] | 5 | 20 | 0 | 1 | 0 | Overhead Line | 0 | -1 | 0 | 1 | 0 | 0.92656 | 1.3091 | 0.18804 | 0.88273
Line138 | Network Model.IntPrjfolder\Network Data.IntPrjfolder\Main Grid.ElmNet\Line138.ElmLne | 0 | Library.IntPrjfolder\Equipment Type Library.IntPrjfolder\20 kV 150A.TypLne | Network Model.IntPrjfolder\Network Data.IntPrjfolder\Main Grid.ElmNet | Network Model.IntPrjfolder\Network Data.IntPrjfolder\Main Grid.ElmNet\Bus93.ElmTerm\Cub_3.StaCubic | Network Model.IntPrjfolder\Network Data.IntPrjfolder\Main Grid.ElmNet\Bus244.ElmTerm\Cub_1.StaCubic | 0.129 | 1 | 1 | 0 | 20 | 1 | 0.02709 | 0.044105 | 0 | 0 | 0.02709 | 0.21732 | 0 | 0 | 1 | 1 | 1 | 1 | 1 | 1 | 1775 | 1746366763 | 0 | -1 | 0 | 0 | 0 | 0 | 0 | 0 | 0 | 0 | 0 | 0 | 0 | 0 | 0 | 0 | 0 | 1000 | 1000 | 1000 | 0 | 0 | 0 | 0 | 0 | 0 | 0 | 0 | 0 | 0 | 0 | 0 | 0 | 0 | 0 | 1 | ["0"] | ["0"] | Line138 | 50 | 0 | 0 | 0 | 0 | 0 | 0 | 1 | 0 | 0 | 0 | 0 | 0 | 0 | 0 | 0 | 0 | D | D | D | B | B | 1 | 1 | 0 | 0 | 100 | 1970-01-01T00:00:00Z | 0 | 0 | Network Model.IntPrjfolder\Network Data.IntPrjfolder\Areas.IntArea\TAMBAK.ElmArea | Network Model.IntPrjfolder\Network Data.IntPrjfolder\Main Grid.ElmNet | Network Model.IntPrjfolder\Network Data.IntPrjfolder\Main Grid.ElmNet | 0 | 0 | 0.0645 | 0 | 0 | 0 | 0 | 80 | 0 | 0 | MAN | 0 | 1 | 0 | 0 | 0 | 0 | 50 | 0 | 0 | 0 | 0 | 0 | 0 | 1 | 0 | 0 | 1000000 | 0.001 | 0 | 0 | 0 | 0 | 50 | 100000 | 50 | 0 | 0 | 1746599850 | 0 | 0 | 0 | 0 | 0 | 0 | 0 | 0 | 0 | 0.8 | 99999 | 1 | 0 | 1 | 1 | 0 | 0 | 1 | hor | 0 | 0 | 0 | tre | 0 | 0 | 0 | 0 | 1 | 1 | 0 | 0 | 1 | 0 | 0 | 0 | 0 | 0 | 0 | 10 | 10 | 0 | 1.1155 | 1 | 1 | 1 | 1 | 50 | 50 | 50 | 0 | 0.8 | 0 | 0 | 0 | 0.003 | 0.0003 | 100 | 1 | 100 | 100 | 45 | 70 | 70 | 61 | 60 | 0 | 0 | 0.9969 | 3 | 0 | 0 | 1 | 0 | 5 | 4906293 | 0 | 31.5589 | 58.4411 | 4905050 | 12 | 12 | 20 | 0.0067725 | 0.03364 | 100 | 0 | 0 | 0.0067725 | 0 | 0 | 1 | 1 | -2 | 1 | 3 | 5 | 1 | 0 | -1 | -1 | 0.001 | 0.001 | 0.001 | 20 | 25 | 5 | 4294967294 | [[]] | 5 | 20 | 0 | 1 | 0 | Overhead Line | 0 | -1 | 0 | 1 | 0 | 0.05433 | 1.3091 | 0.011026 | 0.05176
Line140 | Network Model.IntPrjfolder\Network Data.IntPrjfolder\Main Grid.ElmNet\Line140.ElmLne | 0 | Library.IntPrjfolder\Equipment Type Library.IntPrjfolder\20 kV 150A.TypLne | Network Model.IntPrjfolder\Network Data.IntPrjfolder\Main Grid.ElmNet | Network Model.IntPrjfolder\Network Data.IntPrjfolder\Main Grid.ElmNet\Bus244.ElmTerm\Cub_2.StaCubic | Network Model.IntPrjfolder\Network Data.IntPrjfolder\Main Grid.ElmNet\Bus247.ElmTerm\Cub_1.StaCubic | 1.799 | 1 | 1 | 0 | 20 | 1 | 0.37779 | 0.61508 | 0 | 0 | 0.37779 | 3.0307 | 0 | 0 | 1 | 1 | 1 | 1 | 1 | 1 | 1775 | 1746366861 | 0 | -1 | 0 | 0 | 0 | 0 | 0 | 0 | 0 | 0 | 0 | 0 | 0 | 0 | 0 | 0 | 0 | 1000 | 1000 | 1000 | 0 | 0 | 0 | 0 | 0 | 0 | 0 | 0 | 0 | 0 | 0 | 0 | 0 | 0 | 0 | 1 | ["0"] | ["0"] | Line140 | 50 | 0 | 0 | 0 | 0 | 0 | 0 | 1 | 0 | 0 | 0 | 0 | 0 | 0 | 0 | 0 | 0 | D | D | D | B | B | 1 | 1 | 0 | 0 | 100 | 1970-01-01T00:00:00Z | 0 | 0 | Network Model.IntPrjfolder\Network Data.IntPrjfolder\Areas.IntArea\TAMBAK.ElmArea | Network Model.IntPrjfolder\Network Data.IntPrjfolder\Main Grid.ElmNet | Network Model.IntPrjfolder\Network Data.IntPrjfolder\Main Grid.ElmNet | 0 | 0 | 0.8995 | 0 | 0 | 0 | 0 | 80 | 0 | 0 | MAN | 0 | 1 | 0 | 0 | 0 | 0 | 50 | 0 | 0 | 0 | 0 | 0 | 0 | 1 | 0 | 0 | 1000000 | 0.001 | 0 | 0 | 0 | 0 | 50 | 100000 | 50 | 0 | 0 | 1746599850 | 0 | 0 | 0 | 0 | 0 | 0 | 0 | 0 | 0 | 0.8 | 99999 | 1 | 0 | 1 | 1 | 0 | 0 | 1 | hor | 0 | 0 | 0 | tre | 0 | 0 | 0 | 0 | 1 | 1 | 0 | 0 | 1 | 0 | 0 | 0 | 0 | 0 | 0 | 10 | 10 | 0 | 1.1155 | 1 | 1 | 1 | 1 | 50 | 50 | 50 | 0 | 0.8 | 0 | 0 | 0 | 0.003 | 0.0003 | 100 | 1 | 100 | 100 | 45 | 70 | 70 | 61 | 60 | 0 | 0 | 0.9969 | 3 | 0 | 0 | 1 | 0 | 5 | 4906307 | 0 | 31.5589 | 58.4411 | 4905050 | 12 | 12 | 20 | 0.094448 | 0.46914 | 100 | 0 | 0 | 0.094448 | 0 | 0 | 1 | 1 | -2 | 1 | 3 | 5 | 1 | 0 | -1 | -1 | 0.001 | 0.001 | 0.001 | 20 | 25 | 5 | 4294967294 | [[]] | 5 | 20 | 0 | 1 | 0 | Overhead Line | 0 | -1 | 0 | 1 | 0 | 0.75768 | 1.3091 | 0.15377 | 0.72184
Line142 | Network Model.IntPrjfolder\Network Data.IntPrjfolder\Main Grid.ElmNet\Line142.ElmLne | 0 | Library.IntPrjfolder\Equipment Type Library.IntPrjfolder\20 kV 150A.TypLne | Network Model.IntPrjfolder\Network Data.IntPrjfolder\Main Grid.ElmNet | Network Model.IntPrjfolder\Network Data.IntPrjfolder\Main Grid.ElmNet\Bus247.ElmTerm\Cub_2.StaCubic | Network Model.IntPrjfolder\Network Data.IntPrjfolder\Main Grid.ElmNet\Bus250.ElmTerm\Cub_1.StaCubic | 1.226 | 1 | 1 | 0 | 20 | 1 | 0.25746 | 0.41917 | 0 | 0 | 0.25746 | 2.0654 | 0 | 0 | 1 | 1 | 1 | 1 | 1 | 1 | 1775 | 1746366863 | 0 | -1 | 0 | 0 | 0 | 0 | 0 | 0 | 0 | 0 | 0 | 0 | 0 | 0 | 0 | 0 | 0 | 1000 | 1000 | 1000 | 0 | 0 | 0 | 0 | 0 | 0 | 0 | 0 | 0 | 0 | 0 | 0 | 0 | 0 | 0 | 1 | ["0"] | ["0"] | Line142 | 50 | 0 | 0 | 0 | 0 | 0 | 0 | 1 | 0 | 0 | 0 | 0 | 0 | 0 | 0 | 0 | 0 | D | D | D | B | B | 1 | 1 | 0 | 0 | 100 | 1970-01-01T00:00:00Z | 0 | 0 | Network Model.IntPrjfolder\Network Data.IntPrjfolder\Areas.IntArea\TAMBAK.ElmArea | Network Model.IntPrjfolder\Network Data.IntPrjfolder\Main Grid.ElmNet | Network Model.IntPrjfolder\Network Data.IntPrjfolder\Main Grid.ElmNet | 0 | 0 | 0.613 | 0 | 0 | 0 | 0 | 80 | 0 | 0 | MAN | 0 | 1 | 0 | 0 | 0 | 0 | 50 | 0 | 0 | 0 | 0 | 0 | 0 | 1 | 0 | 0 | 1000000 | 0.001 | 0 | 0 | 0 | 0 | 50 | 100000 | 50 | 0 | 0 | 1746599850 | 0 | 0 | 0 | 0 | 0 | 0 | 0 | 0 | 0 | 0.8 | 99999 | 1 | 0 | 1 | 1 | 0 | 0 | 1 | hor | 0 | 0 | 0 | tre | 0 | 0 | 0 | 0 | 1 | 1 | 0 | 0 | 1 | 0 | 0 | 0 | 0 | 0 | 0 | 10 | 10 | 0 | 1.1155 | 1 | 1 | 1 | 1 | 50 | 50 | 50 | 0 | 0.8 | 0 | 0 | 0 | 0.003 | 0.0003 | 100 | 1 | 100 | 100 | 45 | 70 | 70 | 61 | 60 | 0 | 0 | 0.9969 | 3 | 0 | 0 | 1 | 0 | 5 | 4906313 | 0 | 31.5589 | 58.4411 | 4905050 | 12 | 12 | 20 | 0.064365 | 0.31971 | 100 | 0 | 0 | 0.064365 | 0 | 0 | 1 | 1 | -2 | 1 | 3 | 5 | 1 | 0 | -1 | -1 | 0.001 | 0.001 | 0.001 | 20 | 25 | 5 | 4294967294 | [[]] | 5 | 20 | 0 | 1 | 0 | Overhead Line | 0 | -1 | 0 | 1 | 0 | 0.51635 | 1.3091 | 0.10479 | 0.49192
Line146 | Network Model.IntPrjfolder\Network Data.IntPrjfolder\Main Grid.ElmNet\Line146.ElmLne | 0 | Library.IntPrjfolder\Equipment Type Library.IntPrjfolder\20 kV 150A.TypLne | Network Model.IntPrjfolder\Network Data.IntPrjfolder\Main Grid.ElmNet | Network Model.IntPrjfolder\Network Data.IntPrjfolder\Main Grid.ElmNet\Bus250.ElmTerm\Cub_2.StaCubic | Network Model.IntPrjfolder\Network Data.IntPrjfolder\Main Grid.ElmNet\Bus254.ElmTerm\Cub_1.StaCubic | 0.037 | 1 | 1 | 0 | 20 | 1 | 0.00777 | 0.01265 | 0 | 0 | 0.00777 | 0.062332 | 0 | 0 | 1 | 1 | 1 | 1 | 1 | 1 | 1775 | 1746366866 | 0 | -1 | 0 | 0 | 0 | 0 | 0 | 0 | 0 | 0 | 0 | 0 | 0 | 0 | 0 | 0 | 0 | 1000 | 1000 | 1000 | 0 | 0 | 0 | 0 | 0 | 0 | 0 | 0 | 0 | 0 | 0 | 0 | 0 | 0 | 0 | 1 | ["0"] | ["0"] | Line146 | 50 | 0 | 0 | 0 | 0 | 0 | 0 | 1 | 0 | 0 | 0 | 0 | 0 | 0 | 0 | 0 | 0 | D | D | D | B | B | 1 | 1 | 0 | 0 | 100 | 1970-01-01T00:00:00Z | 0 | 0 | Network Model.IntPrjfolder\Network Data.IntPrjfolder\Areas.IntArea\TAMBAK.ElmArea | Network Model.IntPrjfolder\Network Data.IntPrjfolder\Main Grid.ElmNet | Network Model.IntPrjfolder\Network Data.IntPrjfolder\Main Grid.ElmNet | 0 | 0 | 0.0185 | 0 | 0 | 0 | 0 | 80 | 0 | 0 | MAN | 0 | 1 | 0 | 0 | 0 | 0 | 50 | 0 | 0 | 0 | 0 | 0 | 0 | 1 | 0 | 0 | 1000000 | 0.001 | 0 | 0 | 0 | 0 | 50 | 100000 | 50 | 0 | 0 | 1746599850 | 0 | 0 | 0 | 0 | 0 | 0 | 0 | 0 | 0 | 0.8 | 99999 | 1 | 0 | 1 | 1 | 0 | 0 | 1 | hor | 0 | 0 | 0 | tre | 0 | 0 | 0 | 0 | 1 | 1 | 0 | 0 | 1 | 0 | 0 | 0 | 0 | 0 | 0 | 10 | 10 | 0 | 1.1155 | 1 | 1 | 1 | 1 | 50 | 50 | 50 | 0 | 0.8 | 0 | 0 | 0 | 0.003 | 0.0003 | 100 | 1 | 100 | 100 | 45 | 70 | 70 | 61 | 60 | 0 | 0 | 0.9969 | 3 | 0 | 0 | 1 | 0 | 5 | 4906319 | 0 | 31.5589 | 58.4411 | 4905050 | 12 | 12 | 20 | 0.0019425 | 0.0096488 | 100 | 0 | 0 | 0.0019425 | 0 | 0 | 1 | 1 | -2 | 1 | 3 | 5 | 1 | 0 | -1 | -1 | 0.001 | 0.001 | 0.001 | 20 | 25 | 5 | 4294967294 | [[]] | 5 | 20 | 0 | 1 | 0 | Overhead Line | 0 | -1 | 0 | 1 | 0 | 0.015583 | 1.3091 | 0.0031626 | 0.014846
Line148 | Network Model.IntPrjfolder\Network Data.IntPrjfolder\Main Grid.ElmNet\Line148.ElmLne | 0 | Library.IntPrjfolder\Equipment Type Library.IntPrjfolder\20 kV 150A.TypLne | Network Model.IntPrjfolder\Network Data.IntPrjfolder\Main Grid.ElmNet | Network Model.IntPrjfolder\Network Data.IntPrjfolder\Main Grid.ElmNet\Bus254.ElmTerm\Cub_2.StaCubic | Network Model.IntPrjfolder\Network Data.IntPrjfolder\Main Grid.ElmNet\Bus257.ElmTerm\Cub_1.StaCubic | 0.425 | 1 | 1 | 0 | 20 | 1 | 0.08925 | 0.14531 | 0 | 0 | 0.08925 | 0.71598 | 0 | 0 | 1 | 1 | 1 | 1 | 1 | 1 | 1775 | 1746367037 | 0 | -1 | 0 | 0 | 0 | 0 | 0 | 0 | 0 | 0 | 0 | 0 | 0 | 0 | 0 | 0 | 0 | 1000 | 1000 | 1000 | 0 | 0 | 0 | 0 | 0 | 0 | 0 | 0 | 0 | 0 | 0 | 0 | 0 | 0 | 0 | 1 | ["0"] | ["0"] | Line148 | 50 | 0 | 0 | 0 | 0 | 0 | 0 | 1 | 0 | 0 | 0 | 0 | 0 | 0 | 0 | 0 | 0 | D | D | D | B | B | 1 | 1 | 0 | 0 | 100 | 1970-01-01T00:00:00Z | 0 | 0 | Network Model.IntPrjfolder\Network Data.IntPrjfolder\Areas.IntArea\TAMBAK.ElmArea | Network Model.IntPrjfolder\Network Data.IntPrjfolder\Main Grid.ElmNet | Network Model.IntPrjfolder\Network Data.IntPrjfolder\Main Grid.ElmNet | 0 | 0 | 0.2125 | 0 | 0 | 0 | 0 | 80 | 0 | 0 | MAN | 0 | 1 | 0 | 0 | 0 | 0 | 50 | 0 | 0 | 0 | 0 | 0 | 0 | 1 | 0 | 0 | 1000000 | 0.001 | 0 | 0 | 0 | 0 | 50 | 100000 | 50 | 0 | 0 | 1746599850 | 0 | 0 | 0 | 0 | 0 | 0 | 0 | 0 | 0 | 0.8 | 99999 | 1 | 0 | 1 | 1 | 0 | 0 | 1 | hor | 0 | 0 | 0 | tre | 0 | 0 | 0 | 0 | 1 | 1 | 0 | 0 | 1 | 0 | 0 | 0 | 0 | 0 | 0 | 10 | 10 | 0 | 1.1155 | 1 | 1 | 1 | 1 | 50 | 50 | 50 | 0 | 0.8 | 0 | 0 | 0 | 0.003 | 0.0003 | 100 | 1 | 100 | 100 | 45 | 70 | 70 | 61 | 60 | 0 | 0 | 0.9969 | 3 | 0 | 0 | 1 | 0 | 5 | 4906330 | 0 | 31.5589 | 58.4411 | 4905050 | 12 | 12 | 20 | 0.022312 | 0.11083 | 100 | 0 | 0 | 0.022312 | 0 | 0 | 1 | 1 | -2 | 1 | 3 | 5 | 1 | 0 | -1 | -1 | 0.001 | 0.001 | 0.001 | 20 | 25 | 5 | 4294967294 | [[]] | 5 | 20 | 0 | 1 | 0 | Overhead Line | 0 | -1 | 0 | 1 | 0 | 0.179 | 1.3091 | 0.036327 | 0.17053
Line134 | Network Model.IntPrjfolder\Network Data.IntPrjfolder\Main Grid.ElmNet\Line134.ElmLne | 0 | Library.IntPrjfolder\Equipment Type Library.IntPrjfolder\20 kV 150A.TypLne | Network Model.IntPrjfolder\Network Data.IntPrjfolder\Main Grid.ElmNet | Network Model.IntPrjfolder\Network Data.IntPrjfolder\Main Grid.ElmNet\Bus240.ElmTerm\Cub_3.StaCubic | Network Model.IntPrjfolder\Network Data.IntPrjfolder\Main Grid.ElmNet\Terminal(14).ElmTerm\Cub_1.StaCubic | 0.185 | 1 | 1 | 0 | 20 | 1 | 0.03885 | 0.063252 | 0 | 0 | 0.03885 | 0.31166 | 0 | 0 | 1 | 1 | 1 | 1 | 1 | 1 | 1775 | 1746367406 | 0 | -1 | 0 | 0 | 0 | 0 | 0 | 0 | 0 | 0 | 0 | 0 | 0 | 0 | 0 | 0 | 0 | 1000 | 1000 | 1000 | 0 | 0 | 0 | 0 | 0 | 0 | 0 | 0 | 0 | 0 | 0 | 0 | 0 | 0 | 0 | 1 | ["0"] | ["0"] | Line134 | 50 | 0 | 0 | 0 | 0 | 0 | 0 | 1 | 0 | 0 | 0 | 0 | 0 | 0 | 0 | 0 | 0 | D | D | D | B | B | 1 | 1 | 0 | 0 | 100 | 1970-01-01T00:00:00Z | 0 | 0 | Network Model.IntPrjfolder\Network Data.IntPrjfolder\Areas.IntArea\TAMBAK.ElmArea | Network Model.IntPrjfolder\Network Data.IntPrjfolder\Main Grid.ElmNet | Network Model.IntPrjfolder\Network Data.IntPrjfolder\Main Grid.ElmNet | 0 | 0 | 0.0925 | 0 | 0 | 0 | 0 | 80 | 0 | 0 | MAN | 0 | 1 | 0 | 0 | 0 | 0 | 50 | 0 | 0 | 0 | 0 | 0 | 0 | 1 | 0 | 0 | 1000000 | 0.001 | 0 | 0 | 0 | 0 | 50 | 100000 | 50 | 0 | 0 | 1746599839 | 0 | 0 | 0 | 0 | 0 | 0 | 0 | 0 | 0 | 0.8 | 99999 | 1 | 0 | 1 | 1 | 0 | 0 | 1 | hor | 0 | 0 | 0 | tre | 0 | 0 | 0 | 0 | 1 | 1 | 0 | 0 | 1 | 0 | 0 | 0 | 0 | 0 | 0 | 10 | 10 | 0 | 1.1155 | 1 | 1 | 1 | 1 | 50 | 50 | 50 | 0 | 0.8 | 0 | 0 | 0 | 0.003 | 0.0003 | 100 | 1 | 100 | 100 | 45 | 70 | 70 | 61 | 60 | 0 | 0 | 0.9969 | 3 | 0 | 0 | 1 | 0 | 5 | 4906423 | 0 | 31.5589 | 58.4411 | 4905050 | 12 | 12 | 20 | 0.0097125 | 0.048244 | 100 | 0 | 0 | 0.0097125 | 0 | 0 | 1 | 1 | -2 | 1 | 3 | 5 | 1 | 0 | -1 | -1 | 0.001 | 0.001 | 0.001 | 20 | 25 | 5 | 4294967294 | [[]] | 5 | 20 | 0 | 1 | 0 | Overhead Line | 0 | -1 | 0 | 1 | 0 | 0.077916 | 1.3091 | 0.015813 | 0.07423
Line132 | Network Model.IntPrjfolder\Network Data.IntPrjfolder\Main Grid.ElmNet\Line132.ElmLne | 0 | Library.IntPrjfolder\Equipment Type Library.IntPrjfolder\20 kV 150A.TypLne | Network Model.IntPrjfolder\Network Data.IntPrjfolder\Main Grid.ElmNet | Network Model.IntPrjfolder\Network Data.IntPrjfolder\Main Grid.ElmNet\Bus258.ElmTerm\Cub_2.StaCubic | Network Model.IntPrjfolder\Network Data.IntPrjfolder\Main Grid.ElmNet\Bus84.ElmTerm\Cub_1.StaCubic | 0.262 | 1 | 1 | 0 | 20 | 1 | 0.05502 | 0.089578 | 0 | 0 | 0.05502 | 0.44138 | 0 | 0 | 1 | 1 | 1 | 1 | 1 | 1 | 1775 | 1746367503 | 0 | -1 | 0 | 0 | 0 | 0 | 0 | 0 | 0 | 0 | 0 | 0 | 0 | 0 | 0 | 0 | 0 | 1000 | 1000 | 1000 | 0 | 0 | 0 | 0 | 0 | 0 | 0 | 0 | 0 | 0 | 0 | 0 | 0 | 0 | 0 | 1 | ["0"] | ["0"] | Line132 | 50 | 0 | 0 | 0 | 0 | 0 | 0 | 1 | 0 | 0 | 0 | 0 | 0 | 0 | 0 | 0 | 0 | D | D | D | B | B | 1 | 1 | 0 | 0 | 100 | 1970-01-01T00:00:00Z | 0 | 0 | Network Model.IntPrjfolder\Network Data.IntPrjfolder\Areas.IntArea\TAMBAK.ElmArea | Network Model.IntPrjfolder\Network Data.IntPrjfolder\Main Grid.ElmNet | Network Model.IntPrjfolder\Network Data.IntPrjfolder\Main Grid.ElmNet | 0 | 0 | 0.131 | 0 | 0 | 0 | 0 | 80 | 0 | 0 | MAN | 0 | 1 | 0 | 0 | 0 | 0 | 50 | 0 | 0 | 0 | 0 | 0 | 0 | 1 | 0 | 0 | 1000000 | 0.001 | 0 | 0 | 0 | 0 | 50 | 100000 | 50 | 0 | 0 | 1746599850 | 0 | 0 | 0 | 0 | 0 | 0 | 0 | 0 | 0 | 0.8 | 99999 | 1 | 0 | 1 | 1 | 0 | 0 | 1 | hor | 0 | 0 | 0 | tre | 0 | 0 | 0 | 0 | 1 | 1 | 0 | 0 | 1 | 0 | 0 | 0 | 0 | 0 | 0 | 10 | 10 | 0 | 1.1155 | 1 | 1 | 1 | 1 | 50 | 50 | 50 | 0 | 0.8 | 0 | 0 | 0 | 0.003 | 0.0003 | 100 | 1 | 100 | 100 | 45 | 70 | 70 | 61 | 60 | 0 | 0 | 0.9969 | 3 | 0 | 0 | 1 | 0 | 5 | 4906442 | 0 | 31.5589 | 58.4411 | 4905050 | 12 | 12 | 20 | 0.013755 | 0.068324 | 100 | 0 | 0 | 0.013755 | 0 | 0 | 1 | 1 | -2 | 1 | 3 | 5 | 1 | 0 | -1 | -1 | 0.001 | 0.001 | 0.001 | 20 | 25 | 5 | 4294967294 | [[]] | 5 | 20 | 0 | 1 | 0 | Overhead Line | 0 | -1 | 0 | 1 | 0 | 0.11035 | 1.3091 | 0.022394 | 0.10513
Line33 | Network Model.IntPrjfolder\Network Data.IntPrjfolder\Main Grid.ElmNet\Line33.ElmLne | 0 | Library.IntPrjfolder\Equipment Type Library.IntPrjfolder\20 kV 150A.TypLne | Network Model.IntPrjfolder\Network Data.IntPrjfolder\Main Grid.ElmNet | Network Model.IntPrjfolder\Network Data.IntPrjfolder\Main Grid.ElmNet\Bus84.ElmTerm\Cub_3.StaCubic | Network Model.IntPrjfolder\Network Data.IntPrjfolder\Main Grid.ElmNet\Bus86.ElmTerm\Cub_1.StaCubic | 0.6 | 1 | 1 | 0 | 20 | 1 | 0.126 | 0.20514 | 0 | 0 | 0.126 | 1.0108 | 0 | 0 | 1 | 1 | 1 | 1 | 1 | 1 | 1775 | 1746367826 | 0 | -1 | 0 | 0 | 0 | 0 | 0 | 0 | 0 | 0 | 0 | 0 | 0 | 0 | 0 | 0 | 0 | 1000 | 1000 | 1000 | 0 | 0 | 0 | 0 | 0 | 0 | 0 | 0 | 0 | 0 | 0 | 0 | 0 | 0 | 0 | 1 | ["0"] | ["0"] | Line33 | 50 | 0 | 0 | 0 | 0 | 0 | 0 | 1 | 0 | 0 | 0 | 0 | 0 | 0 | 0 | 0 | 0 | D | D | D | B | B | 1 | 1 | 0 | 0 | 100 | 1970-01-01T00:00:00Z | 0 | 0 | Network Model.IntPrjfolder\Network Data.IntPrjfolder\Areas.IntArea\TAMBAK.ElmArea | Network Model.IntPrjfolder\Network Data.IntPrjfolder\Main Grid.ElmNet | Network Model.IntPrjfolder\Network Data.IntPrjfolder\Main Grid.ElmNet | 0 | 0 | 0.3 | 0 | 0 | 0 | 0 | 80 | 0 | 0 | MAN | 0 | 1 | 0 | 0 | 0 | 0 | 50 | 0 | 0 | 0 | 0 | 0 | 0 | 1 | 0 | 0 | 1000000 | 0.001 | 0 | 0 | 0 | 0 | 50 | 100000 | 50 | 0 | 0 | 1746599850 | 0 | 0 | 0 | 0 | 0 | 0 | 0 | 0 | 0 | 0.8 | 99999 | 1 | 0 | 1 | 1 | 0 | 0 | 1 | hor | 0 | 0 | 0 | tre | 0 | 0 | 0 | 0 | 1 | 1 | 0 | 0 | 1 | 0 | 0 | 0 | 0 | 0 | 0 | 10 | 10 | 0 | 1.1155 | 1 | 1 | 1 | 1 | 50 | 50 | 50 | 0 | 0.8 | 0 | 0 | 0 | 0.003 | 0.0003 | 100 | 1 | 100 | 100 | 45 | 70 | 70 | 61 | 60 | 0 | 0 | 0.9969 | 3 | 0 | 0 | 1 | 0 | 5 | 4906468 | 0 | 31.5589 | 58.4411 | 4905050 | 12 | 12 | 20 | 0.0315 | 0.15647 | 100 | 0 | 0 | 0.0315 | 0 | 0 | 1 | 1 | -2 | 1 | 3 | 5 | 1 | 0 | -1 | -1 | 0.001 | 0.001 | 0.001 | 20 | 25 | 5 | 4294967294 | [[]] | 5 | 20 | 0 | 1 | 0 | Overhead Line | 0 | -1 | 0 | 1 | 0 | 0.2527 | 1.3091 | 0.051285 | 0.24075
Line150 | Network Model.IntPrjfolder\Network Data.IntPrjfolder\Main Grid.ElmNet\Line150.ElmLne | 0 | Library.IntPrjfolder\Equipment Type Library.IntPrjfolder\20 kV 150A.TypLne | Network Model.IntPrjfolder\Network Data.IntPrjfolder\Main Grid.ElmNet | Network Model.IntPrjfolder\Network Data.IntPrjfolder\Main Grid.ElmNet\Bus86.ElmTerm\Cub_3.StaCubic | Network Model.IntPrjfolder\Network Data.IntPrjfolder\Main Grid.ElmNet\Bus261.ElmTerm\Cub_1.StaCubic | 1.586 | 1 | 1 | 0 | 20 | 1 | 0.33306 | 0.54225 | 0 | 0 | 0.33306 | 2.6719 | 0 | 0 | 1 | 1 | 1 | 1 | 1 | 1 | 1775 | 1746367934 | 0 | -1 | 0 | 0 | 0 | 0 | 0 | 0 | 0 | 0 | 0 | 0 | 0 | 0 | 0 | 0 | 0 | 1000 | 1000 | 1000 | 0 | 0 | 0 | 0 | 0 | 0 | 0 | 0 | 0 | 0 | 0 | 0 | 0 | 0 | 0 | 1 | ["0"] | ["0"] | Line150 | 50 | 0 | 0 | 0 | 0 | 0 | 0 | 1 | 0 | 0 | 0 | 0 | 0 | 0 | 0 | 0 | 0 | D | D | D | B | B | 1 | 1 | 0 | 0 | 100 | 1970-01-01T00:00:00Z | 0 | 0 | Network Model.IntPrjfolder\Network Data.IntPrjfolder\Areas.IntArea\TAMBAK.ElmArea | Network Model.IntPrjfolder\Network Data.IntPrjfolder\Main Grid.ElmNet | Network Model.IntPrjfolder\Network Data.IntPrjfolder\Main Grid.ElmNet | 0 | 0 | 0.793 | 0 | 0 | 0 | 0 | 80 | 0 | 0 | MAN | 0 | 1 | 0 | 0 | 0 | 0 | 50 | 0 | 0 | 0 | 0 | 0 | 0 | 1 | 0 | 0 | 1000000 | 0.001 | 0 | 0 | 0 | 0 | 50 | 100000 | 50 | 0 | 0 | 1746599850 | 0 | 0 | 0 | 0 | 0 | 0 | 0 | 0 | 0 | 0.8 | 99999 | 1 | 0 | 1 | 1 | 0 | 0 | 1 | hor | 0 | 0 | 0 | tre | 0 | 0 | 0 | 0 | 1 | 1 | 0 | 0 | 1 | 0 | 0 | 0 | 0 | 0 | 0 | 10 | 10 | 0 | 1.1155 | 1 | 1 | 1 | 1 | 50 | 50 | 50 | 0 | 0.8 | 0 | 0 | 0 | 0.003 | 0.0003 | 100 | 1 | 100 | 100 | 45 | 70 | 70 | 61 | 60 | 0 | 0 | 0.9969 | 3 | 0 | 0 | 1 | 0 | 5 | 4906494 | 0 | 31.5589 | 58.4411 | 4905050 | 12 | 12 | 20 | 0.083265 | 0.41359 | 100 | 0 | 0 | 0.083265 | 0 | 0 | 1 | 1 | -2 | 1 | 3 | 5 | 1 | 0 | -1 | -1 | 0.001 | 0.001 | 0.001 | 20 | 25 | 5 | 4294967294 | [[]] | 5 | 20 | 0 | 1 | 0 | Overhead Line | 0 | -1 | 0 | 1 | 0 | 0.66797 | 1.3091 | 0.13556 | 0.63637
Line152 | Network Model.IntPrjfolder\Network Data.IntPrjfolder\Main Grid.ElmNet\Line152.ElmLne | 0 | Library.IntPrjfolder\Equipment Type Library.IntPrjfolder\20 kV 150A.TypLne | Network Model.IntPrjfolder\Network Data.IntPrjfolder\Main Grid.ElmNet | Network Model.IntPrjfolder\Network Data.IntPrjfolder\Main Grid.ElmNet\Bus261.ElmTerm\Cub_2.StaCubic | Network Model.IntPrjfolder\Network Data.IntPrjfolder\Main Grid.ElmNet\Bus262.ElmTerm\Cub_1.StaCubic | 0.775 | 1 | 1 | 0 | 20 | 1 | 0.16275 | 0.26497 | 0 | 0 | 0.16275 | 1.3056 | 0 | 0 | 1 | 1 | 1 | 1 | 1 | 1 | 1775 | 1746367970 | 0 | -1 | 0 | 0 | 0 | 0 | 0 | 0 | 0 | 0 | 0 | 0 | 0 | 0 | 0 | 0 | 0 | 1000 | 1000 | 1000 | 0 | 0 | 0 | 0 | 0 | 0 | 0 | 0 | 0 | 0 | 0 | 0 | 0 | 0 | 0 | 1 | ["0"] | ["0"] | Line152 | 50 | 0 | 0 | 0 | 0 | 0 | 0 | 1 | 0 | 0 | 0 | 0 | 0 | 0 | 0 | 0 | 0 | D | D | D | B | B | 1 | 1 | 0 | 0 | 100 | 1970-01-01T00:00:00Z | 0 | 0 | Network Model.IntPrjfolder\Network Data.IntPrjfolder\Areas.IntArea\TAMBAK.ElmArea | Network Model.IntPrjfolder\Network Data.IntPrjfolder\Main Grid.ElmNet | Network Model.IntPrjfolder\Network Data.IntPrjfolder\Main Grid.ElmNet | 0 | 0 | 0.3875 | 0 | 0 | 0 | 0 | 80 | 0 | 0 | MAN | 0 | 1 | 0 | 0 | 0 | 0 | 50 | 0 | 0 | 0 | 0 | 0 | 0 | 1 | 0 | 0 | 1000000 | 0.001 | 0 | 0 | 0 | 0 | 50 | 100000 | 50 | 0 | 0 | 1746599850 | 0 | 0 | 0 | 0 | 0 | 0 | 0 | 0 | 0 | 0.8 | 99999 | 1 | 0 | 1 | 1 | 0 | 0 | 1 | hor | 0 | 0 | 0 | tre | 0 | 0 | 0 | 0 | 1 | 1 | 0 | 0 | 1 | 0 | 0 | 0 | 0 | 0 | 0 | 10 | 10 | 0 | 1.1155 | 1 | 1 | 1 | 1 | 50 | 50 | 50 | 0 | 0.8 | 0 | 0 | 0 | 0.003 | 0.0003 | 100 | 1 | 100 | 100 | 45 | 70 | 70 | 61 | 60 | 0 | 0 | 0.9969 | 3 | 0 | 0 | 1 | 0 | 5 | 4906504 | 0 | 31.5589 | 58.4411 | 4905050 | 12 | 12 | 20 | 0.040687 | 0.2021 | 100 | 0 | 0 | 0.040687 | 0 | 0 | 1 | 1 | -2 | 1 | 3 | 5 | 1 | 0 | -1 | -1 | 0.001 | 0.001 | 0.001 | 20 | 25 | 5 | 4294967294 | [[]] | 5 | 20 | 0 | 1 | 0 | Overhead Line | 0 | -1 | 0 | 1 | 0 | 0.3264 | 1.3091 | 0.066243 | 0.31096
Line34 | Network Model.IntPrjfolder\Network Data.IntPrjfolder\Main Grid.ElmNet\Line34.ElmLne | 0 | Library.IntPrjfolder\Equipment Type Library.IntPrjfolder\20 kV 150A.TypLne | Network Model.IntPrjfolder\Network Data.IntPrjfolder\Main Grid.ElmNet | Network Model.IntPrjfolder\Network Data.IntPrjfolder\Main Grid.ElmNet\Bus86.ElmTerm\Cub_4.StaCubic | Network Model.IntPrjfolder\Network Data.IntPrjfolder\Main Grid.ElmNet\Bus88.ElmTerm\Cub_1.StaCubic | 0.039 | 1 | 1 | 0 | 20 | 1 | 0.00819 | 0.013334 | 0 | 0 | 0.00819 | 0.065702 | 0 | 0 | 1 | 1 | 1 | 1 | 1 | 1 | 1775 | 1746368072 | 0 | -1 | 0 | 0 | 0 | 0 | 0 | 0 | 0 | 0 | 0 | 0 | 0 | 0 | 0 | 0 | 0 | 1000 | 1000 | 1000 | 0 | 0 | 0 | 0 | 0 | 0 | 0 | 0 | 0 | 0 | 0 | 0 | 0 | 0 | 0 | 1 | ["0"] | ["0"] | Line34 | 50 | 0 | 0 | 0 | 0 | 0 | 0 | 1 | 0 | 0 | 0 | 0 | 0 | 0 | 0 | 0 | 0 | D | D | D | B | B | 1 | 1 | 0 | 0 | 100 | 1970-01-01T00:00:00Z | 0 | 0 | Network Model.IntPrjfolder\Network Data.IntPrjfolder\Areas.IntArea\TAMBAK.ElmArea | Network Model.IntPrjfolder\Network Data.IntPrjfolder\Main Grid.ElmNet | Network Model.IntPrjfolder\Network Data.IntPrjfolder\Main Grid.ElmNet | 0 | 0 | 0.0195 | 0 | 0 | 0 | 0 | 80 | 0 | 0 | MAN | 0 | 1 | 0 | 0 | 0 | 0 | 50 | 0 | 0 | 0 | 0 | 0 | 0 | 1 | 0 | 0 | 1000000 | 0.001 | 0 | 0 | 0 | 0 | 50 | 100000 | 50 | 0 | 0 | 1746599850 | 0 | 0 | 0 | 0 | 0 | 0 | 0 | 0 | 0 | 0.8 | 99999 | 1 | 0 | 1 | 1 | 0 | 0 | 1 | hor | 0 | 0 | 0 | tre | 0 | 0 | 0 | 0 | 1 | 1 | 0 | 0 | 1 | 0 | 0 | 0 | 0 | 0 | 0 | 10 | 10 | 0 | 1.1155 | 1 | 1 | 1 | 1 | 50 | 50 | 50 | 0 | 0.8 | 0 | 0 | 0 | 0.003 | 0.0003 | 100 | 1 | 100 | 100 | 45 | 70 | 70 | 61 | 60 | 0 | 0 | 0.9969 | 3 | 0 | 0 | 1 | 0 | 5 | 4906528 | 0 | 31.5589 | 58.4411 | 4905050 | 12 | 12 | 20 | 0.0020475 | 0.01017 | 100 | 0 | 0 | 0.0020475 | 0 | 0 | 1 | 1 | -2 | 1 | 3 | 5 | 1 | 0 | -1 | -1 | 0.001 | 0.001 | 0.001 | 20 | 25 | 5 | 4294967294 | [[]] | 5 | 20 | 0 | 1 | 0 | Overhead Line | 0 | -1 | 0 | 1 | 0 | 0.016425 | 1.3091 | 0.0033335 | 0.015648
Line37 | Network Model.IntPrjfolder\Network Data.IntPrjfolder\Main Grid.ElmNet\Line37.ElmLne | 0 | Library.IntPrjfolder\Equipment Type Library.IntPrjfolder\20 kV 150A.TypLne | Network Model.IntPrjfolder\Network Data.IntPrjfolder\Main Grid.ElmNet | Network Model.IntPrjfolder\Network Data.IntPrjfolder\Main Grid.ElmNet\Bus88.ElmTerm\Cub_3.StaCubic | Network Model.IntPrjfolder\Network Data.IntPrjfolder\Main Grid.ElmNet\Terminal(15).ElmTerm\Cub_1.StaCubic | 0.042 | 1 | 1 | 0 | 20 | 1 | 0.00882 | 0.01436 | 0 | 0 | 0.00882 | 0.070756 | 0 | 0 | 1 | 1 | 1 | 1 | 1 | 1 | 1775 | 1746368158 | 0 | -1 | 0 | 0 | 0 | 0 | 0 | 0 | 0 | 0 | 0 | 0 | 0 | 0 | 0 | 0 | 0 | 1000 | 1000 | 1000 | 0 | 0 | 0 | 0 | 0 | 0 | 0 | 0 | 0 | 0 | 0 | 0 | 0 | 0 | 0 | 1 | ["0"] | ["0"] | Line37 | 50 | 0 | 0 | 0 | 0 | 0 | 0 | 1 | 0 | 0 | 0 | 0 | 0 | 0 | 0 | 0 | 0 | D | D | D | B | B | 1 | 1 | 0 | 0 | 100 | 1970-01-01T00:00:00Z | 0 | 0 | Network Model.IntPrjfolder\Network Data.IntPrjfolder\Areas.IntArea\TAMBAK.ElmArea | Network Model.IntPrjfolder\Network Data.IntPrjfolder\Main Grid.ElmNet | Network Model.IntPrjfolder\Network Data.IntPrjfolder\Main Grid.ElmNet | 0 | 0 | 0.021 | 0 | 0 | 0 | 0 | 80 | 0 | 0 | MAN | 0 | 1 | 0 | 0 | 0 | 0 | 50 | 0 | 0 | 0 | 0 | 0 | 0 | 1 | 0 | 0 | 1000000 | 0.001 | 0 | 0 | 0 | 0 | 50 | 100000 | 50 | 0 | 0 | 1746599850 | 0 | 0 | 0 | 0 | 0 | 0 | 0 | 0 | 0 | 0.8 | 99999 | 1 | 0 | 1 | 1 | 0 | 0 | 1 | hor | 0 | 0 | 0 | tre | 0 | 0 | 0 | 0 | 1 | 1 | 0 | 0 | 1 | 0 | 0 | 0 | 0 | 0 | 0 | 10 | 10 | 0 | 1.1155 | 1 | 1 | 1 | 1 | 50 | 50 | 50 | 0 | 0.8 | 0 | 0 | 0 | 0.003 | 0.0003 | 100 | 1 | 100 | 100 | 45 | 70 | 70 | 61 | 60 | 0 | 0 | 0.9969 | 3 | 0 | 0 | 1 | 0 | 5 | 4906554 | 0 | 31.5589 | 58.4411 | 4905050 | 12 | 12 | 20 | 0.002205 | 0.010953 | 100 | 0 | 0 | 0.002205 | 0 | 0 | 1 | 1 | -2 | 1 | 3 | 5 | 1 | 0 | -1 | -1 | 0.001 | 0.001 | 0.001 | 20 | 25 | 5 | 4294967294 | [[]] | 5 | 20 | 0 | 1 | 0 | Overhead Line | 0 | -1 | 0 | 1 | 0 | 0.017689 | 1.3091 | 0.0035899 | 0.016852
Line154 | Network Model.IntPrjfolder\Network Data.IntPrjfolder\Main Grid.ElmNet\Line154.ElmLne | 0 | Library.IntPrjfolder\Equipment Type Library.IntPrjfolder\20 kV 150A.TypLne | Network Model.IntPrjfolder\Network Data.IntPrjfolder\Main Grid.ElmNet | Network Model.IntPrjfolder\Network Data.IntPrjfolder\Main Grid.ElmNet\Bus263.ElmTerm\Cub_2.StaCubic | Network Model.IntPrjfolder\Network Data.IntPrjfolder\Main Grid.ElmNet\Bus95.ElmTerm\Cub_1.StaCubic | 0.899 | 1 | 1 | 0 | 20 | 1 | 0.18879 | 0.30737 | 0 | 0 | 0.18879 | 1.5145 | 0 | 0 | 1 | 1 | 1 | 1 | 1 | 1 | 1775 | 1746368257 | 0 | -1 | 0 | 0 | 0 | 0 | 0 | 0 | 0 | 0 | 0 | 0 | 0 | 0 | 0 | 0 | 0 | 1000 | 1000 | 1000 | 0 | 0 | 0 | 0 | 0 | 0 | 0 | 0 | 0 | 0 | 0 | 0 | 0 | 0 | 0 | 1 | ["0"] | ["0"] | Line154 | 50 | 0 | 0 | 0 | 0 | 0 | 0 | 1 | 0 | 0 | 0 | 0 | 0 | 0 | 0 | 0 | 0 | D | D | D | B | B | 1 | 1 | 0 | 0 | 100 | 1970-01-01T00:00:00Z | 0 | 0 | Network Model.IntPrjfolder\Network Data.IntPrjfolder\Areas.IntArea\TAMBAK.ElmArea | Network Model.IntPrjfolder\Network Data.IntPrjfolder\Main Grid.ElmNet | Network Model.IntPrjfolder\Network Data.IntPrjfolder\Main Grid.ElmNet | 0 | 0 | 0.4495 | 0 | 0 | 0 | 0 | 80 | 0 | 0 | MAN | 0 | 1 | 0 | 0 | 0 | 0 | 50 | 0 | 0 | 0 | 0 | 0 | 0 | 1 | 0 | 0 | 1000000 | 0.001 | 0 | 0 | 0 | 0 | 50 | 100000 | 50 | 0 | 0 | 1746599850 | 0 | 0 | 0 | 0 | 0 | 0 | 0 | 0 | 0 | 0.8 | 99999 | 1 | 0 | 1 | 1 | 0 | 0 | 1 | hor | 0 | 0 | 0 | tre | 0 | 0 | 0 | 0 | 1 | 1 | 0 | 0 | 1 | 0 | 0 | 0 | 0 | 0 | 0 | 10 | 10 | 0 | 1.1155 | 1 | 1 | 1 | 1 | 50 | 50 | 50 | 0 | 0.8 | 0 | 0 | 0 | 0.003 | 0.0003 | 100 | 1 | 100 | 100 | 45 | 70 | 70 | 61 | 60 | 0 | 0 | 0.9969 | 3 | 0 | 0 | 1 | 0 | 5 | 4906573 | 0 | 31.5589 | 58.4411 | 4905050 | 12 | 12 | 20 | 0.047197 | 0.23444 | 100 | 0 | 0 | 0.047197 | 0 | 0 | 1 | 1 | -2 | 1 | 3 | 5 | 1 | 0 | -1 | -1 | 0.001 | 0.001 | 0.001 | 20 | 25 | 5 | 4294967294 | [[]] | 5 | 20 | 0 | 1 | 0 | Overhead Line | 0 | -1 | 0 | 1 | 0 | 0.37863 | 1.3091 | 0.076842 | 0.36072
Line38 | Network Model.IntPrjfolder\Network Data.IntPrjfolder\Main Grid.ElmNet\Line38.ElmLne | 0 | Library.IntPrjfolder\Equipment Type Library.IntPrjfolder\20 kV 150A.TypLne | Network Model.IntPrjfolder\Network Data.IntPrjfolder\Main Grid.ElmNet | Network Model.IntPrjfolder\Network Data.IntPrjfolder\Main Grid.ElmNet\Bus95.ElmTerm\Cub_3.StaCubic | Network Model.IntPrjfolder\Network Data.IntPrjfolder\Main Grid.ElmNet\Bus97.ElmTerm\Cub_1.StaCubic | 0.888 | 1 | 1 | 0 | 20 | 1 | 0.18648 | 0.30361 | 0 | 0 | 0.18648 | 1.496 | 0 | 0 | 1 | 1 | 1 | 1 | 1 | 1 | 1775 | 1746368458 | 0 | -1 | 0 | 0 | 0 | 0 | 0 | 0 | 0 | 0 | 0 | 0 | 0 | 0 | 0 | 0 | 0 | 1000 | 1000 | 1000 | 0 | 0 | 0 | 0 | 0 | 0 | 0 | 0 | 0 | 0 | 0 | 0 | 0 | 0 | 0 | 1 | ["0"] | ["0"] | Line38 | 50 | 0 | 0 | 0 | 0 | 0 | 0 | 1 | 0 | 0 | 0 | 0 | 0 | 0 | 0 | 0 | 0 | D | D | D | B | B | 1 | 1 | 0 | 0 | 100 | 1970-01-01T00:00:00Z | 0 | 0 | Network Model.IntPrjfolder\Network Data.IntPrjfolder\Areas.IntArea\TAMBAK.ElmArea | Network Model.IntPrjfolder\Network Data.IntPrjfolder\Main Grid.ElmNet | Network Model.IntPrjfolder\Network Data.IntPrjfolder\Main Grid.ElmNet | 0 | 0 | 0.444 | 0 | 0 | 0 | 0 | 80 | 0 | 0 | MAN | 0 | 1 | 0 | 0 | 0 | 0 | 50 | 0 | 0 | 0 | 0 | 0 | 0 | 1 | 0 | 0 | 1000000 | 0.001 | 0 | 0 | 0 | 0 | 50 | 100000 | 50 | 0 | 0 | 1746599850 | 0 | 0 | 0 | 0 | 0 | 0 | 0 | 0 | 0 | 0.8 | 99999 | 1 | 0 | 1 | 1 | 0 | 0 | 1 | hor | 0 | 0 | 0 | tre | 0 | 0 | 0 | 0 | 1 | 1 | 0 | 0 | 1 | 0 | 0 | 0 | 0 | 0 | 0 | 10 | 10 | 0 | 1.1155 | 1 | 1 | 1 | 1 | 50 | 50 | 50 | 0 | 0.8 | 0 | 0 | 0 | 0.003 | 0.0003 | 100 | 1 | 100 | 100 | 45 | 70 | 70 | 61 | 60 | 0 | 0 | 0.9969 | 3 | 0 | 0 | 1 | 0 | 5 | 4906599 | 0 | 31.5589 | 58.4411 | 4905050 | 12 | 12 | 20 | 0.04662 | 0.23157 | 100 | 0 | 0 | 0.04662 | 0 | 0 | 1 | 1 | -2 | 1 | 3 | 5 | 1 | 0 | -1 | -1 | 0.001 | 0.001 | 0.001 | 20 | 25 | 5 | 4294967294 | [[]] | 5 | 20 | 0 | 1 | 0 | Overhead Line | 0 | -1 | 0 | 1 | 0 | 0.37399 | 1.3091 | 0.075902 | 0.3563
Line39 | Network Model.IntPrjfolder\Network Data.IntPrjfolder\Main Grid.ElmNet\Line39.ElmLne | 0 | Library.IntPrjfolder\Equipment Type Library.IntPrjfolder\20 kV 150A.TypLne | Network Model.IntPrjfolder\Network Data.IntPrjfolder\Main Grid.ElmNet | Network Model.IntPrjfolder\Network Data.IntPrjfolder\Main Grid.ElmNet\Bus97.ElmTerm\Cub_3.StaCubic | Network Model.IntPrjfolder\Network Data.IntPrjfolder\Main Grid.ElmNet\Bus264.ElmTerm\Cub_1.StaCubic | 0.921 | 1 | 1 | 0 | 20 | 1 | 0.19341 | 0.31489 | 0 | 0 | 0.19341 | 1.5516 | 0 | 0 | 1 | 1 | 1 | 1 | 1 | 1 | 1775 | 1746368586 | 0 | -1 | 0 | 0 | 0 | 0 | 0 | 0 | 0 | 0 | 0 | 0 | 0 | 0 | 0 | 0 | 0 | 1000 | 1000 | 1000 | 0 | 0 | 0 | 0 | 0 | 0 | 0 | 0 | 0 | 0 | 0 | 0 | 0 | 0 | 0 | 1 | ["0"] | ["0"] | Line39 | 50 | 0 | 0 | 0 | 0 | 0 | 0 | 1 | 0 | 0 | 0 | 0 | 0 | 0 | 0 | 0 | 0 | D | D | D | B | B | 1 | 1 | 0 | 0 | 100 | 1970-01-01T00:00:00Z | 0 | 0 | Network Model.IntPrjfolder\Network Data.IntPrjfolder\Areas.IntArea\TAMBAK.ElmArea | Network Model.IntPrjfolder\Network Data.IntPrjfolder\Main Grid.ElmNet | Network Model.IntPrjfolder\Network Data.IntPrjfolder\Main Grid.ElmNet | 0 | 0 | 0.4605 | 0 | 0 | 0 | 0 | 80 | 0 | 0 | MAN | 0 | 1 | 0 | 0 | 0 | 0 | 50 | 0 | 0 | 0 | 0 | 0 | 0 | 1 | 0 | 0 | 1000000 | 0.001 | 0 | 0 | 0 | 0 | 50 | 100000 | 50 | 0 | 0 | 1746599850 | 0 | 0 | 0 | 0 | 0 | 0 | 0 | 0 | 0 | 0.8 | 99999 | 1 | 0 | 1 | 1 | 0 | 0 | 1 | hor | 0 | 0 | 0 | tre | 0 | 0 | 0 | 0 | 1 | 1 | 0 | 0 | 1 | 0 | 0 | 0 | 0 | 0 | 0 | 10 | 10 | 0 | 1.1155 | 1 | 1 | 1 | 1 | 50 | 50 | 50 | 0 | 0.8 | 0 | 0 | 0 | 0.003 | 0.0003 | 100 | 1 | 100 | 100 | 45 | 70 | 70 | 61 | 60 | 0 | 0 | 0.9969 | 3 | 0 | 0 | 1 | 0 | 5 | 4906625 | 0 | 31.5589 | 58.4411 | 4905050 | 12 | 12 | 20 | 0.048352 | 0.24018 | 100 | 0 | 0 | 0.048352 | 0 | 0 | 1 | 1 | -2 | 1 | 3 | 5 | 1 | 0 | -1 | -1 | 0.001 | 0.001 | 0.001 | 20 | 25 | 5 | 4294967294 | [[]] | 5 | 20 | 0 | 1 | 0 | Overhead Line | 0 | -1 | 0 | 1 | 0 | 0.38789 | 1.3091 | 0.078722 | 0.36954
Line160 | Network Model.IntPrjfolder\Network Data.IntPrjfolder\Main Grid.ElmNet\Line160.ElmLne | 0 | Library.IntPrjfolder\Equipment Type Library.IntPrjfolder\20 kV 150A.TypLne | Network Model.IntPrjfolder\Network Data.IntPrjfolder\Main Grid.ElmNet | Network Model.IntPrjfolder\Network Data.IntPrjfolder\Main Grid.ElmNet\Bus264.ElmTerm\Cub_2.StaCubic | Network Model.IntPrjfolder\Network Data.IntPrjfolder\Main Grid.ElmNet\Terminal(16).ElmTerm\Cub_1.StaCubic | 0.045 | 1 | 1 | 0 | 20 | 1 | 0.00945 | 0.015386 | 0 | 0 | 0.00945 | 0.07581 | 0 | 0 | 1 | 1 | 1 | 1 | 1 | 1 | 1775 | 1746368642 | 0 | -1 | 0 | 0 | 0 | 0 | 0 | 0 | 0 | 0 | 0 | 0 | 0 | 0 | 0 | 0 | 0 | 1000 | 1000 | 1000 | 0 | 0 | 0 | 0 | 0 | 0 | 0 | 0 | 0 | 0 | 0 | 0 | 0 | 0 | 0 | 1 | ["0"] | ["0"] | Line160 | 50 | 0 | 0 | 0 | 0 | 0 | 0 | 1 | 0 | 0 | 0 | 0 | 0 | 0 | 0 | 0 | 0 | D | D | D | B | B | 1 | 1 | 0 | 0 | 100 | 1970-01-01T00:00:00Z | 0 | 0 | Network Model.IntPrjfolder\Network Data.IntPrjfolder\Areas.IntArea\TAMBAK.ElmArea | Network Model.IntPrjfolder\Network Data.IntPrjfolder\Main Grid.ElmNet | Network Model.IntPrjfolder\Network Data.IntPrjfolder\Main Grid.ElmNet | 0 | 0 | 0.0225 | 0 | 0 | 0 | 0 | 80 | 0 | 0 | MAN | 0 | 1 | 0 | 0 | 0 | 0 | 50 | 0 | 0 | 0 | 0 | 0 | 0 | 1 | 0 | 0 | 1000000 | 0.001 | 0 | 0 | 0 | 0 | 50 | 100000 | 50 | 0 | 0 | 1746599850 | 0 | 0 | 0 | 0 | 0 | 0 | 0 | 0 | 0 | 0.8 | 99999 | 1 | 0 | 1 | 1 | 0 | 0 | 1 | hor | 0 | 0 | 0 | tre | 0 | 0 | 0 | 0 | 1 | 1 | 0 | 0 | 1 | 0 | 0 | 0 | 0 | 0 | 0 | 10 | 10 | 0 | 1.1155 | 1 | 1 | 1 | 1 | 50 | 50 | 50 | 0 | 0.8 | 0 | 0 | 0 | 0.003 | 0.0003 | 100 | 1 | 100 | 100 | 45 | 70 | 70 | 61 | 60 | 0 | 0 | 0.9969 | 3 | 0 | 0 | 1 | 0 | 5 | 4906635 | 0 | 31.5589 | 58.4411 | 4905050 | 12 | 12 | 20 | 0.0023625 | 0.011735 | 100 | 0 | 0 | 0.0023625 | 0 | 0 | 1 | 1 | -2 | 1 | 3 | 5 | 1 | 0 | -1 | -1 | 0.001 | 0.001 | 0.001 | 20 | 25 | 5 | 4294967294 | [[]] | 5 | 20 | 0 | 1 | 0 | Overhead Line | 0 | -1 | 0 | 1 | 0 | 0.018952 | 1.3091 | 0.0038464 | 0.018056
Line156 | Network Model.IntPrjfolder\Network Data.IntPrjfolder\Main Grid.ElmNet\Line156.ElmLne | 0 | Library.IntPrjfolder\Equipment Type Library.IntPrjfolder\20 kV 150A.TypLne | Network Model.IntPrjfolder\Network Data.IntPrjfolder\Main Grid.ElmNet | Network Model.IntPrjfolder\Network Data.IntPrjfolder\Main Grid.ElmNet\Bus264.ElmTerm\Cub_3.StaCubic | Network Model.IntPrjfolder\Network Data.IntPrjfolder\Main Grid.ElmNet\Bus99.ElmTerm\Cub_1.StaCubic | 1 | 1 | 1 | 0 | 20 | 1 | 0.21 | 0.3419 | 0 | 0 | 0.21 | 1.6847 | 0 | 0 | 1 | 1 | 1 | 1 | 1 | 1 | 1775 | 1746368738 | 0 | -1 | 0 | 0 | 0 | 0 | 0 | 0 | 0 | 0 | 0 | 0 | 0 | 0 | 0 | 0 | 0 | 1000 | 1000 | 1000 | 0 | 0 | 0 | 0 | 0 | 0 | 0 | 0 | 0 | 0 | 0 | 0 | 0 | 0 | 0 | 1 | ["0"] | ["0"] | Line156 | 50 | 0 | 0 | 0 | 0 | 0 | 0 | 1 | 0 | 0 | 0 | 0 | 0 | 0 | 0 | 0 | 0 | D | D | D | B | B | 1 | 1 | 0 | 0 | 100 | 1970-01-01T00:00:00Z | 0 | 0 | Network Model.IntPrjfolder\Network Data.IntPrjfolder\Areas.IntArea\TAMBAK.ElmArea | Network Model.IntPrjfolder\Network Data.IntPrjfolder\Main Grid.ElmNet | Network Model.IntPrjfolder\Network Data.IntPrjfolder\Main Grid.ElmNet | 0 | 0 | 0.5 | 0 | 0 | 0 | 0 | 80 | 0 | 0 | MAN | 0 | 1 | 0 | 0 | 0 | 0 | 50 | 0 | 0 | 0 | 0 | 0 | 0 | 1 | 0 | 0 | 1000000 | 0.001 | 0 | 0 | 0 | 0 | 50 | 100000 | 50 | 0 | 0 | 1746599850 | 0 | 0 | 0 | 0 | 0 | 0 | 0 | 0 | 0 | 0.8 | 99999 | 1 | 0 | 1 | 1 | 0 | 0 | 1 | hor | 0 | 0 | 0 | tre | 0 | 0 | 0 | 0 | 1 | 1 | 0 | 0 | 1 | 0 | 0 | 0 | 0 | 0 | 0 | 10 | 10 | 0 | 1.1155 | 1 | 1 | 1 | 1 | 50 | 50 | 50 | 0 | 0.8 | 0 | 0 | 0 | 0.003 | 0.0003 | 100 | 1 | 100 | 100 | 45 | 70 | 70 | 61 | 60 | 0 | 0 | 0.9969 | 3 | 0 | 0 | 1 | 0 | 5 | 4906658 | 0 | 31.5589 | 58.4411 | 4905050 | 12 | 12 | 20 | 0.0525 | 0.26078 | 100 | 0 | 0 | 0.0525 | 0 | 0 | 1 | 1 | -2 | 1 | 3 | 5 | 1 | 0 | -1 | -1 | 0.001 | 0.001 | 0.001 | 20 | 25 | 5 | 4294967294 | [[]] | 5 | 20 | 0 | 1 | 0 | Overhead Line | 0 | -1 | 0 | 1 | 0 | 0.42116 | 1.3091 | 0.085475 | 0.40124
Line40 | Network Model.IntPrjfolder\Network Data.IntPrjfolder\Main Grid.ElmNet\Line40.ElmLne | 0 | Library.IntPrjfolder\Equipment Type Library.IntPrjfolder\20 kV 150A.TypLne | Network Model.IntPrjfolder\Network Data.IntPrjfolder\Main Grid.ElmNet | Network Model.IntPrjfolder\Network Data.IntPrjfolder\Main Grid.ElmNet\Bus99.ElmTerm\Cub_3.StaCubic | Network Model.IntPrjfolder\Network Data.IntPrjfolder\Main Grid.ElmNet\Bus101.ElmTerm\Cub_1.StaCubic | 0.282 | 1 | 1 | 0 | 20 | 1 | 0.05922 | 0.096416 | 0 | 0 | 0.05922 | 0.47507 | 0 | 0 | 1 | 1 | 1 | 1 | 1 | 1 | 1775 | 1746368871 | 0 | -1 | 0 | 0 | 0 | 0 | 0 | 0 | 0 | 0 | 0 | 0 | 0 | 0 | 0 | 0 | 0 | 1000 | 1000 | 1000 | 0 | 0 | 0 | 0 | 0 | 0 | 0 | 0 | 0 | 0 | 0 | 0 | 0 | 0 | 0 | 1 | ["0"] | ["0"] | Line40 | 50 | 0 | 0 | 0 | 0 | 0 | 0 | 1 | 0 | 0 | 0 | 0 | 0 | 0 | 0 | 0 | 0 | D | D | D | B | B | 1 | 1 | 0 | 0 | 100 | 1970-01-01T00:00:00Z | 0 | 0 | Network Model.IntPrjfolder\Network Data.IntPrjfolder\Areas.IntArea\TAMBAK.ElmArea | Network Model.IntPrjfolder\Network Data.IntPrjfolder\Main Grid.ElmNet | Network Model.IntPrjfolder\Network Data.IntPrjfolder\Main Grid.ElmNet | 0 | 0 | 0.141 | 0 | 0 | 0 | 0 | 80 | 0 | 0 | MAN | 0 | 1 | 0 | 0 | 0 | 0 | 50 | 0 | 0 | 0 | 0 | 0 | 0 | 1 | 0 | 0 | 1000000 | 0.001 | 0 | 0 | 0 | 0 | 50 | 100000 | 50 | 0 | 0 | 1746599850 | 0 | 0 | 0 | 0 | 0 | 0 | 0 | 0 | 0 | 0.8 | 99999 | 1 | 0 | 1 | 1 | 0 | 0 | 1 | hor | 0 | 0 | 0 | tre | 0 | 0 | 0 | 0 | 1 | 1 | 0 | 0 | 1 | 0 | 0 | 0 | 0 | 0 | 0 | 10 | 10 | 0 | 1.1155 | 1 | 1 | 1 | 1 | 50 | 50 | 50 | 0 | 0.8 | 0 | 0 | 0 | 0.003 | 0.0003 | 100 | 1 | 100 | 100 | 45 | 70 | 70 | 61 | 60 | 0 | 0 | 0.9969 | 3 | 0 | 0 | 1 | 0 | 5 | 4906684 | 0 | 31.5589 | 58.4411 | 4905050 | 12 | 12 | 20 | 0.014805 | 0.073539 | 100 | 0 | 0 | 0.014805 | 0 | 0 | 1 | 1 | -2 | 1 | 3 | 5 | 1 | 0 | -1 | -1 | 0.001 | 0.001 | 0.001 | 20 | 25 | 5 | 4294967294 | [[]] | 5 | 20 | 0 | 1 | 0 | Overhead Line | 0 | -1 | 0 | 1 | 0 | 0.11877 | 1.3091 | 0.024104 | 0.11315
Line41 | Network Model.IntPrjfolder\Network Data.IntPrjfolder\Main Grid.ElmNet\Line41.ElmLne | 0 | Library.IntPrjfolder\Equipment Type Library.IntPrjfolder\20 kV 150A.TypLne | Network Model.IntPrjfolder\Network Data.IntPrjfolder\Main Grid.ElmNet | Network Model.IntPrjfolder\Network Data.IntPrjfolder\Main Grid.ElmNet\Bus101.ElmTerm\Cub_3.StaCubic | Network Model.IntPrjfolder\Network Data.IntPrjfolder\Main Grid.ElmNet\Bus270.ElmTerm\Cub_1.StaCubic | 0.42 | 1 | 1 | 0 | 20 | 1 | 0.0882 | 0.1436 | 0 | 0 | 0.0882 | 0.70756 | 0 | 0 | 1 | 1 | 1 | 1 | 1 | 1 | 1775 | 1746368974 | 0 | -1 | 0 | 0 | 0 | 0 | 0 | 0 | 0 | 0 | 0 | 0 | 0 | 0 | 0 | 0 | 0 | 1000 | 1000 | 1000 | 0 | 0 | 0 | 0 | 0 | 0 | 0 | 0 | 0 | 0 | 0 | 0 | 0 | 0 | 0 | 1 | ["0"] | ["0"] | Line41 | 50 | 0 | 0 | 0 | 0 | 0 | 0 | 1 | 0 | 0 | 0 | 0 | 0 | 0 | 0 | 0 | 0 | D | D | D | B | B | 1 | 1 | 0 | 0 | 100 | 1970-01-01T00:00:00Z | 0 | 0 | Network Model.IntPrjfolder\Network Data.IntPrjfolder\Areas.IntArea\TAMBAK.ElmArea | Network Model.IntPrjfolder\Network Data.IntPrjfolder\Main Grid.ElmNet | Network Model.IntPrjfolder\Network Data.IntPrjfolder\Main Grid.ElmNet | 0 | 0 | 0.21 | 0 | 0 | 0 | 0 | 80 | 0 | 0 | MAN | 0 | 1 | 0 | 0 | 0 | 0 | 50 | 0 | 0 | 0 | 0 | 0 | 0 | 1 | 0 | 0 | 1000000 | 0.001 | 0 | 0 | 0 | 0 | 50 | 100000 | 50 | 0 | 0 | 1746599850 | 0 | 0 | 0 | 0 | 0 | 0 | 0 | 0 | 0 | 0.8 | 99999 | 1 | 0 | 1 | 1 | 0 | 0 | 1 | hor | 0 | 0 | 0 | tre | 0 | 0 | 0 | 0 | 1 | 1 | 0 | 0 | 1 | 0 | 0 | 0 | 0 | 0 | 0 | 10 | 10 | 0 | 1.1155 | 1 | 1 | 1 | 1 | 50 | 50 | 50 | 0 | 0.8 | 0 | 0 | 0 | 0.003 | 0.0003 | 100 | 1 | 100 | 100 | 45 | 70 | 70 | 61 | 60 | 0 | 0 | 0.9969 | 3 | 0 | 0 | 1 | 0 | 5 | 4906710 | 0 | 31.5589 | 58.4411 | 4905050 | 12 | 12 | 20 | 0.02205 | 0.10953 | 100 | 0 | 0 | 0.02205 | 0 | 0 | 1 | 1 | -2 | 1 | 3 | 5 | 1 | 0 | -1 | -1 | 0.001 | 0.001 | 0.001 | 20 | 25 | 5 | 4294967294 | [[]] | 5 | 20 | 0 | 1 | 0 | Overhead Line | 0 | -1 | 0 | 1 | 0 | 0.17689 | 1.3091 | 0.035899 | 0.16852
Line42 | Network Model.IntPrjfolder\Network Data.IntPrjfolder\Main Grid.ElmNet\Line42.ElmLne | 0 | Library.IntPrjfolder\Equipment Type Library.IntPrjfolder\20 kV 150A.TypLne | Network Model.IntPrjfolder\Network Data.IntPrjfolder\Main Grid.ElmNet | Network Model.IntPrjfolder\Network Data.IntPrjfolder\Main Grid.ElmNet\Bus270.ElmTerm\Cub_2.StaCubic | Network Model.IntPrjfolder\Network Data.IntPrjfolder\Main Grid.ElmNet\Bus105.ElmTerm\Cub_1.StaCubic | 1.6 | 1 | 1 | 0 | 20 | 1 | 0.336 | 0.54704 | 0 | 0 | 0.336 | 2.6955 | 0 | 0 | 1 | 1 | 1 | 1 | 1 | 1 | 1775 | 1746369056 | 0 | -1 | 0 | 0 | 0 | 0 | 0 | 0 | 0 | 0 | 0 | 0 | 0 | 0 | 0 | 0 | 0 | 1000 | 1000 | 1000 | 0 | 0 | 0 | 0 | 0 | 0 | 0 | 0 | 0 | 0 | 0 | 0 | 0 | 0 | 0 | 1 | ["0"] | ["0"] | Line42 | 50 | 0 | 0 | 0 | 0 | 0 | 0 | 1 | 0 | 0 | 0 | 0 | 0 | 0 | 0 | 0 | 0 | D | D | D | B | B | 1 | 1 | 0 | 0 | 100 | 1970-01-01T00:00:00Z | 0 | 0 | Network Model.IntPrjfolder\Network Data.IntPrjfolder\Areas.IntArea\TAMBAK.ElmArea | Network Model.IntPrjfolder\Network Data.IntPrjfolder\Main Grid.ElmNet | Network Model.IntPrjfolder\Network Data.IntPrjfolder\Main Grid.ElmNet | 0 | 0 | 0.8 | 0 | 0 | 0 | 0 | 80 | 0 | 0 | MAN | 0 | 1 | 0 | 0 | 0 | 0 | 50 | 0 | 0 | 0 | 0 | 0 | 0 | 1 | 0 | 0 | 1000000 | 0.001 | 0 | 0 | 0 | 0 | 50 | 100000 | 50 | 0 | 0 | 1746599850 | 0 | 0 | 0 | 0 | 0 | 0 | 0 | 0 | 0 | 0.8 | 99999 | 1 | 0 | 1 | 1 | 0 | 0 | 1 | hor | 0 | 0 | 0 | tre | 0 | 0 | 0 | 0 | 1 | 1 | 0 | 0 | 1 | 0 | 0 | 0 | 0 | 0 | 0 | 10 | 10 | 0 | 1.1155 | 1 | 1 | 1 | 1 | 50 | 50 | 50 | 0 | 0.8 | 0 | 0 | 0 | 0.003 | 0.0003 | 100 | 1 | 100 | 100 | 45 | 70 | 70 | 61 | 60 | 0 | 0 | 0.9969 | 3 | 0 | 0 | 1 | 0 | 5 | 4906723 | 0 | 31.5589 | 58.4411 | 4905050 | 12 | 12 | 20 | 0.084 | 0.41724 | 100 | 0 | 0 | 0.084 | 0 | 0 | 1 | 1 | -2 | 1 | 3 | 5 | 1 | 0 | -1 | -1 | 0.001 | 0.001 | 0.001 | 20 | 25 | 5 | 4294967294 | [[]] | 5 | 20 | 0 | 1 | 0 | Overhead Line | 0 | -1 | 0 | 1 | 0 | 0.67386 | 1.3091 | 0.13676 | 0.64199
Line164 | Network Model.IntPrjfolder\Network Data.IntPrjfolder\Main Grid.ElmNet\Line164.ElmLne | 0 | Library.IntPrjfolder\Equipment Type Library.IntPrjfolder\20 kV 150A.TypLne | Network Model.IntPrjfolder\Network Data.IntPrjfolder\Main Grid.ElmNet | Network Model.IntPrjfolder\Network Data.IntPrjfolder\Main Grid.ElmNet\Bus105.ElmTerm\Cub_2.StaCubic | Network Model.IntPrjfolder\Network Data.IntPrjfolder\Main Grid.ElmNet\Terminal(17).ElmTerm\Cub_1.StaCubic | 0.152 | 1 | 1 | 0 | 20 | 1 | 0.03192 | 0.051969 | 0 | 0 | 0.03192 | 0.25607 | 0 | 0 | 1 | 1 | 1 | 1 | 1 | 1 | 1775 | 1746369117 | 0 | -1 | 0 | 0 | 0 | 0 | 0 | 0 | 0 | 0 | 0 | 0 | 0 | 0 | 0 | 0 | 0 | 1000 | 1000 | 1000 | 0 | 0 | 0 | 0 | 0 | 0 | 0 | 0 | 0 | 0 | 0 | 0 | 0 | 0 | 0 | 1 | ["0"] | ["0"] | Line164 | 50 | 0 | 0 | 0 | 0 | 0 | 0 | 1 | 0 | 0 | 0 | 0 | 0 | 0 | 0 | 0 | 0 | D | D | D | B | B | 1 | 1 | 0 | 0 | 100 | 1970-01-01T00:00:00Z | 0 | 0 | Network Model.IntPrjfolder\Network Data.IntPrjfolder\Areas.IntArea\TAMBAK.ElmArea | Network Model.IntPrjfolder\Network Data.IntPrjfolder\Main Grid.ElmNet | Network Model.IntPrjfolder\Network Data.IntPrjfolder\Main Grid.ElmNet | 0 | 0 | 0.076 | 0 | 0 | 0 | 0 | 80 | 0 | 0 | MAN | 0 | 1 | 0 | 0 | 0 | 0 | 50 | 0 | 0 | 0 | 0 | 0 | 0 | 1 | 0 | 0 | 1000000 | 0.001 | 0 | 0 | 0 | 0 | 50 | 100000 | 50 | 0 | 0 | 1746599850 | 0 | 0 | 0 | 0 | 0 | 0 | 0 | 0 | 0 | 0.8 | 99999 | 1 | 0 | 1 | 1 | 0 | 0 | 1 | hor | 0 | 0 | 0 | tre | 0 | 0 | 0 | 0 | 1 | 1 | 0 | 0 | 1 | 0 | 0 | 0 | 0 | 0 | 0 | 10 | 10 | 0 | 1.1155 | 1 | 1 | 1 | 1 | 50 | 50 | 50 | 0 | 0.8 | 0 | 0 | 0 | 0.003 | 0.0003 | 100 | 1 | 100 | 100 | 45 | 70 | 70 | 61 | 60 | 0 | 0 | 0.9969 | 3 | 0 | 0 | 1 | 0 | 5 | 4906736 | 0 | 31.5589 | 58.4411 | 4905050 | 12 | 12 | 20 | 0.00798 | 0.039638 | 100 | 0 | 0 | 0.00798 | 0 | 0 | 1 | 1 | -2 | 1 | 3 | 5 | 1 | 0 | -1 | -1 | 0.001 | 0.001 | 0.001 | 20 | 25 | 5 | 4294967294 | [[]] | 5 | 20 | 0 | 1 | 0 | Overhead Line | 0 | -1 | 0 | 1 | 0 | 0.064017 | 1.3091 | 0.012992 | 0.060989
Line166 | Network Model.IntPrjfolder\Network Data.IntPrjfolder\Main Grid.ElmNet\Line166.ElmLne | 0 | Library.IntPrjfolder\Equipment Type Library.IntPrjfolder\20 kV 150A.TypLne | Network Model.IntPrjfolder\Network Data.IntPrjfolder\Main Grid.ElmNet | Network Model.IntPrjfolder\Network Data.IntPrjfolder\Main Grid.ElmNet\Bus105.ElmTerm\Cub_3.StaCubic | Network Model.IntPrjfolder\Network Data.IntPrjfolder\Main Grid.ElmNet\Bus276.ElmTerm\Cub_1.StaCubic | 1.482 | 1 | 1 | 0 | 20 | 1 | 0.31122 | 0.5067 | 0 | 0 | 0.31122 | 2.4967 | 0 | 0 | 1 | 1 | 1 | 1 | 1 | 1 | 1775 | 1746369174 | 0 | -1 | 0 | 0 | 0 | 0 | 0 | 0 | 0 | 0 | 0 | 0 | 0 | 0 | 0 | 0 | 0 | 1000 | 1000 | 1000 | 0 | 0 | 0 | 0 | 0 | 0 | 0 | 0 | 0 | 0 | 0 | 0 | 0 | 0 | 0 | 1 | ["0"] | ["0"] | Line166 | 50 | 0 | 0 | 0 | 0 | 0 | 0 | 1 | 0 | 0 | 0 | 0 | 0 | 0 | 0 | 0 | 0 | D | D | D | B | B | 1 | 1 | 0 | 0 | 100 | 1970-01-01T00:00:00Z | 0 | 0 | Network Model.IntPrjfolder\Network Data.IntPrjfolder\Areas.IntArea\TAMBAK.ElmArea | Network Model.IntPrjfolder\Network Data.IntPrjfolder\Main Grid.ElmNet | Network Model.IntPrjfolder\Network Data.IntPrjfolder\Main Grid.ElmNet | 0 | 0 | 0.741 | 0 | 0 | 0 | 0 | 80 | 0 | 0 | MAN | 0 | 1 | 0 | 0 | 0 | 0 | 50 | 0 | 0 | 0 | 0 | 0 | 0 | 1 | 0 | 0 | 1000000 | 0.001 | 0 | 0 | 0 | 0 | 50 | 100000 | 50 | 0 | 0 | 1746599850 | 0 | 0 | 0 | 0 | 0 | 0 | 0 | 0 | 0 | 0.8 | 99999 | 1 | 0 | 1 | 1 | 0 | 0 | 1 | hor | 0 | 0 | 0 | tre | 0 | 0 | 0 | 0 | 1 | 1 | 0 | 0 | 1 | 0 | 0 | 0 | 0 | 0 | 0 | 10 | 10 | 0 | 1.1155 | 1 | 1 | 1 | 1 | 50 | 50 | 50 | 0 | 0.8 | 0 | 0 | 0 | 0.003 | 0.0003 | 100 | 1 | 100 | 100 | 45 | 70 | 70 | 61 | 60 | 0 | 0 | 0.9969 | 3 | 0 | 0 | 1 | 0 | 5 | 4906744 | 0 | 31.5589 | 58.4411 | 4905050 | 12 | 12 | 20 | 0.077805 | 0.38647 | 100 | 0 | 0 | 0.077805 | 0 | 0 | 1 | 1 | -2 | 1 | 3 | 5 | 1 | 0 | -1 | -1 | 0.001 | 0.001 | 0.001 | 20 | 25 | 5 | 4294967294 | [[]] | 5 | 20 | 0 | 1 | 0 | Overhead Line | 0 | -1 | 0 | 1 | 0 | 0.62417 | 1.3091 | 0.12667 | 0.59464
Line168 | Network Model.IntPrjfolder\Network Data.IntPrjfolder\Main Grid.ElmNet\Line168.ElmLne | 0 | Library.IntPrjfolder\Equipment Type Library.IntPrjfolder\20 kV 150A.TypLne | Network Model.IntPrjfolder\Network Data.IntPrjfolder\Main Grid.ElmNet | Network Model.IntPrjfolder\Network Data.IntPrjfolder\Main Grid.ElmNet\Bus276.ElmTerm\Cub_2.StaCubic | Network Model.IntPrjfolder\Network Data.IntPrjfolder\Main Grid.ElmNet\Bus279.ElmTerm\Cub_1.StaCubic | 1.442 | 1 | 1 | 0 | 20 | 1 | 0.30282 | 0.49302 | 0 | 0 | 0.30282 | 2.4293 | 0 | 0 | 1 | 1 | 1 | 1 | 1 | 1 | 1775 | 1746369223 | 0 | -1 | 0 | 0 | 0 | 0 | 0 | 0 | 0 | 0 | 0 | 0 | 0 | 0 | 0 | 0 | 0 | 1000 | 1000 | 1000 | 0 | 0 | 0 | 0 | 0 | 0 | 0 | 0 | 0 | 0 | 0 | 0 | 0 | 0 | 0 | 1 | ["0"] | ["0"] | Line168 | 50 | 0 | 0 | 0 | 0 | 0 | 0 | 1 | 0 | 0 | 0 | 0 | 0 | 0 | 0 | 0 | 0 | D | D | D | B | B | 1 | 1 | 0 | 0 | 100 | 1970-01-01T00:00:00Z | 0 | 0 | Network Model.IntPrjfolder\Network Data.IntPrjfolder\Areas.IntArea\TAMBAK.ElmArea | Network Model.IntPrjfolder\Network Data.IntPrjfolder\Main Grid.ElmNet | Network Model.IntPrjfolder\Network Data.IntPrjfolder\Main Grid.ElmNet | 0 | 0 | 0.721 | 0 | 0 | 0 | 0 | 80 | 0 | 0 | MAN | 0 | 1 | 0 | 0 | 0 | 0 | 50 | 0 | 0 | 0 | 0 | 0 | 0 | 1 | 0 | 0 | 1000000 | 0.001 | 0 | 0 | 0 | 0 | 50 | 100000 | 50 | 0 | 0 | 1746599850 | 0 | 0 | 0 | 0 | 0 | 0 | 0 | 0 | 0 | 0.8 | 99999 | 1 | 0 | 1 | 1 | 0 | 0 | 1 | hor | 0 | 0 | 0 | tre | 0 | 0 | 0 | 0 | 1 | 1 | 0 | 0 | 1 | 0 | 0 | 0 | 0 | 0 | 0 | 10 | 10 | 0 | 1.1155 | 1 | 1 | 1 | 1 | 50 | 50 | 50 | 0 | 0.8 | 0 | 0 | 0 | 0.003 | 0.0003 | 100 | 1 | 100 | 100 | 45 | 70 | 70 | 61 | 60 | 0 | 0 | 0.9969 | 3 | 0 | 0 | 1 | 0 | 5 | 4906753 | 0 | 31.5589 | 58.4411 | 4905050 | 12 | 12 | 20 | 0.075705 | 0.37604 | 100 | 0 | 0 | 0.075705 | 0 | 0 | 1 | 1 | -2 | 1 | 3 | 5 | 1 | 0 | -1 | -1 | 0.001 | 0.001 | 0.001 | 20 | 25 | 5 | 4294967294 | [[]] | 5 | 20 | 0 | 1 | 0 | Overhead Line | 0 | -1 | 0 | 1 | 0 | 0.60732 | 1.3091 | 0.12325 | 0.57859
Line162 | Network Model.IntPrjfolder\Network Data.IntPrjfolder\Main Grid.ElmNet\Line162.ElmLne | 0 | Library.IntPrjfolder\Equipment Type Library.IntPrjfolder\20 kV 150A.TypLne | Network Model.IntPrjfolder\Network Data.IntPrjfolder\Main Grid.ElmNet | Network Model.IntPrjfolder\Network Data.IntPrjfolder\Main Grid.ElmNet\Bus270.ElmTerm\Cub_3.StaCubic | Network Model.IntPrjfolder\Network Data.IntPrjfolder\Main Grid.ElmNet\Bus103.ElmTerm\Cub_1.StaCubic | 1.182 | 1 | 1 | 0 | 20 | 1 | 0.24822 | 0.40413 | 0 | 0 | 0.24822 | 1.9913 | 0 | 0 | 1 | 1 | 1 | 1 | 1 | 1 | 1775 | 1746369527 | 0 | -1 | 0 | 0 | 0 | 0 | 0 | 0 | 0 | 0 | 0 | 0 | 0 | 0 | 0 | 0 | 0 | 1000 | 1000 | 1000 | 0 | 0 | 0 | 0 | 0 | 0 | 0 | 0 | 0 | 0 | 0 | 0 | 0 | 0 | 0 | 1 | ["0"] | ["0"] | Line162 | 50 | 0 | 0 | 0 | 0 | 0 | 0 | 1 | 0 | 0 | 0 | 0 | 0 | 0 | 0 | 0 | 0 | D | D | D | B | B | 1 | 1 | 0 | 0 | 100 | 1970-01-01T00:00:00Z | 0 | 0 | Network Model.IntPrjfolder\Network Data.IntPrjfolder\Areas.IntArea\TAMBAK.ElmArea | Network Model.IntPrjfolder\Network Data.IntPrjfolder\Main Grid.ElmNet | Network Model.IntPrjfolder\Network Data.IntPrjfolder\Main Grid.ElmNet | 0 | 0 | 0.591 | 0 | 0 | 0 | 0 | 80 | 0 | 0 | MAN | 0 | 1 | 0 | 0 | 0 | 0 | 50 | 0 | 0 | 0 | 0 | 0 | 0 | 1 | 0 | 0 | 1000000 | 0.001 | 0 | 0 | 0 | 0 | 50 | 100000 | 50 | 0 | 0 | 1746599850 | 0 | 0 | 0 | 0 | 0 | 0 | 0 | 0 | 0 | 0.8 | 99999 | 1 | 0 | 1 | 1 | 0 | 0 | 1 | hor | 0 | 0 | 0 | tre | 0 | 0 | 0 | 0 | 1 | 1 | 0 | 0 | 1 | 0 | 0 | 0 | 0 | 0 | 0 | 10 | 10 | 0 | 1.1155 | 1 | 1 | 1 | 1 | 50 | 50 | 50 | 0 | 0.8 | 0 | 0 | 0 | 0.003 | 0.0003 | 100 | 1 | 100 | 100 | 45 | 70 | 70 | 61 | 60 | 0 | 0 | 0.9969 | 3 | 0 | 0 | 1 | 0 | 5 | 4906821 | 0 | 31.5589 | 58.4411 | 4905050 | 12 | 12 | 20 | 0.062055 | 0.30824 | 100 | 0 | 0 | 0.062055 | 0 | 0 | 1 | 1 | -2 | 1 | 3 | 5 | 1 | 0 | -1 | -1 | 0.001 | 0.001 | 0.001 | 20 | 25 | 5 | 4294967294 | [[]] | 5 | 20 | 0 | 1 | 0 | Overhead Line | 0 | -1 | 0 | 1 | 0 | 0.49782 | 1.3091 | 0.10103 | 0.47427
Line170 | Network Model.IntPrjfolder\Network Data.IntPrjfolder\Main Grid.ElmNet\Line170.ElmLne | 0 | Library.IntPrjfolder\Equipment Type Library.IntPrjfolder\20 kV 150A.TypLne | Network Model.IntPrjfolder\Network Data.IntPrjfolder\Main Grid.ElmNet | Network Model.IntPrjfolder\Network Data.IntPrjfolder\Main Grid.ElmNet\Bus103.ElmTerm\Cub_3.StaCubic | Network Model.IntPrjfolder\Network Data.IntPrjfolder\Main Grid.ElmNet\Terminal(18).ElmTerm\Cub_1.StaCubic | 0.157 | 1 | 1 | 0 | 20 | 1 | 0.03297 | 0.053678 | 0 | 0 | 0.03297 | 0.26449 | 0 | 0 | 1 | 1 | 1 | 1 | 1 | 1 | 1775 | 1746369631 | 0 | -1 | 0 | 0 | 0 | 0 | 0 | 0 | 0 | 0 | 0 | 0 | 0 | 0 | 0 | 0 | 0 | 1000 | 1000 | 1000 | 0 | 0 | 0 | 0 | 0 | 0 | 0 | 0 | 0 | 0 | 0 | 0 | 0 | 0 | 0 | 1 | ["0"] | ["0"] | Line170 | 50 | 0 | 0 | 0 | 0 | 0 | 0 | 1 | 0 | 0 | 0 | 0 | 0 | 0 | 0 | 0 | 0 | D | D | D | B | B | 1 | 1 | 0 | 0 | 100 | 1970-01-01T00:00:00Z | 0 | 0 | Network Model.IntPrjfolder\Network Data.IntPrjfolder\Areas.IntArea\TAMBAK.ElmArea | Network Model.IntPrjfolder\Network Data.IntPrjfolder\Main Grid.ElmNet | Network Model.IntPrjfolder\Network Data.IntPrjfolder\Main Grid.ElmNet | 0 | 0 | 0.0785 | 0 | 0 | 0 | 0 | 80 | 0 | 0 | MAN | 0 | 1 | 0 | 0 | 0 | 0 | 50 | 0 | 0 | 0 | 0 | 0 | 0 | 1 | 0 | 0 | 1000000 | 0.001 | 0 | 0 | 0 | 0 | 50 | 100000 | 50 | 0 | 0 | 1746599850 | 0 | 0 | 0 | 0 | 0 | 0 | 0 | 0 | 0 | 0.8 | 99999 | 1 | 0 | 1 | 1 | 0 | 0 | 1 | hor | 0 | 0 | 0 | tre | 0 | 0 | 0 | 0 | 1 | 1 | 0 | 0 | 1 | 0 | 0 | 0 | 0 | 0 | 0 | 10 | 10 | 0 | 1.1155 | 1 | 1 | 1 | 1 | 50 | 50 | 50 | 0 | 0.8 | 0 | 0 | 0 | 0.003 | 0.0003 | 100 | 1 | 100 | 100 | 45 | 70 | 70 | 61 | 60 | 0 | 0 | 0.9969 | 3 | 0 | 0 | 1 | 0 | 5 | 4906847 | 0 | 31.5589 | 58.4411 | 4905050 | 12 | 12 | 20 | 0.0082425 | 0.040942 | 100 | 0 | 0 | 0.0082425 | 0 | 0 | 1 | 1 | -2 | 1 | 3 | 5 | 1 | 0 | -1 | -1 | 0.001 | 0.001 | 0.001 | 20 | 25 | 5 | 4294967294 | [[]] | 5 | 20 | 0 | 1 | 0 | Overhead Line | 0 | -1 | 0 | 1 | 0 | 0.066123 | 1.3091 | 0.01342 | 0.062995
Line43 | Network Model.IntPrjfolder\Network Data.IntPrjfolder\Main Grid.ElmNet\Line43.ElmLne | 0 | Library.IntPrjfolder\Equipment Type Library.IntPrjfolder\20 kV 150A.TypLne | Network Model.IntPrjfolder\Network Data.IntPrjfolder\Main Grid.ElmNet | Network Model.IntPrjfolder\Network Data.IntPrjfolder\Main Grid.ElmNet\Bus108.ElmTerm\Cub_2.StaCubic | Network Model.IntPrjfolder\Network Data.IntPrjfolder\Main Grid.ElmNet\Bus107.ElmTerm\Cub_1.StaCubic | 2.749 | 1 | 1 | 0 | 20 | 1 | 0.57729 | 0.93988 | 0 | 0 | 0.57729 | 4.6311 | 0 | 0 | 1 | 1 | 1 | 1 | 1 | 1 | 1775 | 1746369758 | 0 | -1 | 0 | 0 | 0 | 0 | 0 | 0 | 0 | 0 | 0 | 0 | 0 | 0 | 0 | 0 | 0 | 1000 | 1000 | 1000 | 0 | 0 | 0 | 0 | 0 | 0 | 0 | 0 | 0 | 0 | 0 | 0 | 0 | 0 | 0 | 1 | ["0"] | ["0"] | Line43 | 50 | 0 | 0 | 0 | 0 | 0 | 0 | 1 | 0 | 0 | 0 | 0 | 0 | 0 | 0 | 0 | 0 | D | D | D | B | B | 1 | 1 | 0 | 0 | 100 | 1970-01-01T00:00:00Z | 0 | 0 | Network Model.IntPrjfolder\Network Data.IntPrjfolder\Areas.IntArea\TAMBAK.ElmArea | Network Model.IntPrjfolder\Network Data.IntPrjfolder\Main Grid.ElmNet | Network Model.IntPrjfolder\Network Data.IntPrjfolder\Main Grid.ElmNet | 0 | 0 | 1.3745 | 0 | 0 | 0 | 0 | 80 | 0 | 0 | MAN | 0 | 1 | 0 | 0 | 0 | 0 | 50 | 0 | 0 | 0 | 0 | 0 | 0 | 1 | 0 | 0 | 1000000 | 0.001 | 0 | 0 | 0 | 0 | 50 | 100000 | 50 | 0 | 0 | 1746599850 | 0 | 0 | 0 | 0 | 0 | 0 | 0 | 0 | 0 | 0.8 | 99999 | 1 | 0 | 1 | 1 | 0 | 0 | 1 | hor | 0 | 0 | 0 | tre | 0 | 0 | 0 | 0 | 1 | 1 | 0 | 0 | 1 | 0 | 0 | 0 | 0 | 0 | 0 | 10 | 10 | 0 | 1.1155 | 1 | 1 | 1 | 1 | 50 | 50 | 50 | 0 | 0.8 | 0 | 0 | 0 | 0.003 | 0.0003 | 100 | 1 | 100 | 100 | 45 | 70 | 70 | 61 | 60 | 0 | 0 | 0.9969 | 3 | 0 | 0 | 1 | 0 | 5 | 4906866 | 0 | 31.5589 | 58.4411 | 4905050 | 12 | 12 | 20 | 0.14432 | 0.71688 | 100 | 0 | 0 | 0.14432 | 0 | 0 | 1 | 1 | -2 | 1 | 3 | 5 | 1 | 0 | -1 | -1 | 0.001 | 0.001 | 0.001 | 20 | 25 | 5 | 4294967294 | [[]] | 5 | 20 | 0 | 1 | 0 | Overhead Line | 0 | -1 | 0 | 1 | 0 | 1.1578 | 1.3091 | 0.23497 | 1.103
Line44 | Network Model.IntPrjfolder\Network Data.IntPrjfolder\Main Grid.ElmNet\Line44.ElmLne | 0 | Library.IntPrjfolder\Equipment Type Library.IntPrjfolder\20 kV 150A.TypLne | Network Model.IntPrjfolder\Network Data.IntPrjfolder\Main Grid.ElmNet | Network Model.IntPrjfolder\Network Data.IntPrjfolder\Main Grid.ElmNet\Bus107.ElmTerm\Cub_3.StaCubic | Network Model.IntPrjfolder\Network Data.IntPrjfolder\Main Grid.ElmNet\Bus110.ElmTerm\Cub_1.StaCubic | 2.412 | 1 | 1 | 0 | 20 | 1 | 0.50652 | 0.82466 | 0 | 0 | 0.50652 | 4.0634 | 0 | 0 | 1 | 1 | 1 | 1 | 1 | 1 | 1775 | 1746369999 | 0 | -1 | 0 | 0 | 0 | 0 | 0 | 0 | 0 | 0 | 0 | 0 | 0 | 0 | 0 | 0 | 0 | 1000 | 1000 | 1000 | 0 | 0 | 0 | 0 | 0 | 0 | 0 | 0 | 0 | 0 | 0 | 0 | 0 | 0 | 0 | 1 | ["0"] | ["0"] | Line44 | 50 | 0 | 0 | 0 | 0 | 0 | 0 | 1 | 0 | 0 | 0 | 0 | 0 | 0 | 0 | 0 | 0 | D | D | D | B | B | 1 | 1 | 0 | 0 | 100 | 1970-01-01T00:00:00Z | 0 | 0 | Network Model.IntPrjfolder\Network Data.IntPrjfolder\Areas.IntArea\TAMBAK.ElmArea | Network Model.IntPrjfolder\Network Data.IntPrjfolder\Main Grid.ElmNet | Network Model.IntPrjfolder\Network Data.IntPrjfolder\Main Grid.ElmNet | 0 | 0 | 1.206 | 0 | 0 | 0 | 0 | 80 | 0 | 0 | MAN | 0 | 1 | 0 | 0 | 0 | 0 | 50 | 0 | 0 | 0 | 0 | 0 | 0 | 1 | 0 | 0 | 1000000 | 0.001 | 0 | 0 | 0 | 0 | 50 | 100000 | 50 | 0 | 0 | 1746599850 | 0 | 0 | 0 | 0 | 0 | 0 | 0 | 0 | 0 | 0.8 | 99999 | 1 | 0 | 1 | 1 | 0 | 0 | 1 | hor | 0 | 0 | 0 | tre | 0 | 0 | 0 | 0 | 1 | 1 | 0 | 0 | 1 | 0 | 0 | 0 | 0 | 0 | 0 | 10 | 10 | 0 | 1.1155 | 1 | 1 | 1 | 1 | 50 | 50 | 50 | 0 | 0.8 | 0 | 0 | 0 | 0.003 | 0.0003 | 100 | 1 | 100 | 100 | 45 | 70 | 70 | 61 | 60 | 0 | 0 | 0.9969 | 3 | 0 | 0 | 1 | 0 | 5 | 4906892 | 0 | 31.5589 | 58.4411 | 4905050 | 12 | 12 | 20 | 0.12663 | 0.629 | 100 | 0 | 0 | 0.12663 | 0 | 0 | 1 | 1 | -2 | 1 | 3 | 5 | 1 | 0 | -1 | -1 | 0.001 | 0.001 | 0.001 | 20 | 25 | 5 | 4294967294 | [[]] | 5 | 20 | 0 | 1 | 0 | Overhead Line | 0 | -1 | 0 | 1 | 0 | 1.0158 | 1.3091 | 0.20617 | 0.9678
Line45 | Network Model.IntPrjfolder\Network Data.IntPrjfolder\Main Grid.ElmNet\Line45.ElmLne | 0 | Library.IntPrjfolder\Equipment Type Library.IntPrjfolder\20 kV 150A.TypLne | Network Model.IntPrjfolder\Network Data.IntPrjfolder\Main Grid.ElmNet | Network Model.IntPrjfolder\Network Data.IntPrjfolder\Main Grid.ElmNet\Bus110.ElmTerm\Cub_3.StaCubic | Network Model.IntPrjfolder\Network Data.IntPrjfolder\Main Grid.ElmNet\Bus112.ElmTerm\Cub_1.StaCubic | 0.346 | 1 | 1 | 0 | 20 | 1 | 0.07266 | 0.1183 | 0 | 0 | 0.07266 | 0.58289 | 0 | 0 | 1 | 1 | 1 | 1 | 1 | 1 | 1775 | 1746370083 | 0 | -1 | 0 | 0 | 0 | 0 | 0 | 0 | 0 | 0 | 0 | 0 | 0 | 0 | 0 | 0 | 0 | 1000 | 1000 | 1000 | 0 | 0 | 0 | 0 | 0 | 0 | 0 | 0 | 0 | 0 | 0 | 0 | 0 | 0 | 0 | 1 | ["0"] | ["0"] | Line45 | 50 | 0 | 0 | 0 | 0 | 0 | 0 | 1 | 0 | 0 | 0 | 0 | 0 | 0 | 0 | 0 | 0 | D | D | D | B | B | 1 | 1 | 0 | 0 | 100 | 1970-01-01T00:00:00Z | 0 | 0 | Network Model.IntPrjfolder\Network Data.IntPrjfolder\Areas.IntArea\TAMBAK.ElmArea | Network Model.IntPrjfolder\Network Data.IntPrjfolder\Main Grid.ElmNet | Network Model.IntPrjfolder\Network Data.IntPrjfolder\Main Grid.ElmNet | 0 | 0 | 0.173 | 0 | 0 | 0 | 0 | 80 | 0 | 0 | MAN | 0 | 1 | 0 | 0 | 0 | 0 | 50 | 0 | 0 | 0 | 0 | 0 | 0 | 1 | 0 | 0 | 1000000 | 0.001 | 0 | 0 | 0 | 0 | 50 | 100000 | 50 | 0 | 0 | 1746599861 | 0 | 0 | 0 | 0 | 0 | 0 | 0 | 0 | 0 | 0.8 | 99999 | 1 | 0 | 1 | 1 | 0 | 0 | 1 | hor | 0 | 0 | 0 | tre | 0 | 0 | 0 | 0 | 1 | 1 | 0 | 0 | 1 | 0 | 0 | 0 | 0 | 0 | 0 | 10 | 10 | 0 | 1.1155 | 1 | 1 | 1 | 1 | 50 | 50 | 50 | 0 | 0.8 | 0 | 0 | 0 | 0.003 | 0.0003 | 100 | 1 | 100 | 100 | 45 | 70 | 70 | 61 | 60 | 0 | 0 | 0.9969 | 3 | 0 | 0 | 1 | 0 | 5 | 4906918 | 0 | 31.5589 | 58.4411 | 4905050 | 12 | 12 | 20 | 0.018165 | 0.090229 | 100 | 0 | 0 | 0.018165 | 0 | 0 | 1 | 1 | -2 | 1 | 3 | 5 | 1 | 0 | -1 | -1 | 0.001 | 0.001 | 0.001 | 20 | 25 | 5 | 4294967294 | [[]] | 5 | 20 | 0 | 1 | 0 | Overhead Line | 0 | -1 | 0 | 1 | 0 | 0.14572 | 1.3091 | 0.029574 | 0.13883
Line172 | Network Model.IntPrjfolder\Network Data.IntPrjfolder\Main Grid.ElmNet\Line172.ElmLne | 0 | Library.IntPrjfolder\Equipment Type Library.IntPrjfolder\20 kV 150A.TypLne | Network Model.IntPrjfolder\Network Data.IntPrjfolder\Main Grid.ElmNet | Network Model.IntPrjfolder\Network Data.IntPrjfolder\Main Grid.ElmNet\Bus112.ElmTerm\Cub_2.StaCubic | Network Model.IntPrjfolder\Network Data.IntPrjfolder\Main Grid.ElmNet\Bus280.ElmTerm\Cub_1.StaCubic | 0.19 | 1 | 1 | 0 | 20 | 1 | 0.0399 | 0.064961 | 0 | 0 | 0.0399 | 0.32009 | 0 | 0 | 1 | 1 | 1 | 1 | 1 | 1 | 1775 | 1746370124 | 0 | -1 | 0 | 0 | 0 | 0 | 0 | 0 | 0 | 0 | 0 | 0 | 0 | 0 | 0 | 0 | 0 | 1000 | 1000 | 1000 | 0 | 0 | 0 | 0 | 0 | 0 | 0 | 0 | 0 | 0 | 0 | 0 | 0 | 0 | 0 | 1 | ["0"] | ["0"] | Line172 | 50 | 0 | 0 | 0 | 0 | 0 | 0 | 1 | 0 | 0 | 0 | 0 | 0 | 0 | 0 | 0 | 0 | D | D | D | B | B | 1 | 1 | 0 | 0 | 100 | 1970-01-01T00:00:00Z | 0 | 0 | Network Model.IntPrjfolder\Network Data.IntPrjfolder\Areas.IntArea\TAMBAK.ElmArea | Network Model.IntPrjfolder\Network Data.IntPrjfolder\Main Grid.ElmNet | Network Model.IntPrjfolder\Network Data.IntPrjfolder\Main Grid.ElmNet | 0 | 0 | 0.095 | 0 | 0 | 0 | 0 | 80 | 0 | 0 | MAN | 0 | 1 | 0 | 0 | 0 | 0 | 50 | 0 | 0 | 0 | 0 | 0 | 0 | 1 | 0 | 0 | 1000000 | 0.001 | 0 | 0 | 0 | 0 | 50 | 100000 | 50 | 0 | 0 | 1746599861 | 0 | 0 | 0 | 0 | 0 | 0 | 0 | 0 | 0 | 0.8 | 99999 | 1 | 0 | 1 | 1 | 0 | 0 | 1 | hor | 0 | 0 | 0 | tre | 0 | 0 | 0 | 0 | 1 | 1 | 0 | 0 | 1 | 0 | 0 | 0 | 0 | 0 | 0 | 10 | 10 | 0 | 1.1155 | 1 | 1 | 1 | 1 | 50 | 50 | 50 | 0 | 0.8 | 0 | 0 | 0 | 0.003 | 0.0003 | 100 | 1 | 100 | 100 | 45 | 70 | 70 | 61 | 60 | 0 | 0 | 0.9969 | 3 | 0 | 0 | 1 | 0 | 5 | 4906929 | 0 | 31.5589 | 58.4411 | 4905050 | 12 | 12 | 20 | 0.009975 | 0.049548 | 100 | 0 | 0 | 0.009975 | 0 | 0 | 1 | 1 | -2 | 1 | 3 | 5 | 1 | 0 | -1 | -1 | 0.001 | 0.001 | 0.001 | 20 | 25 | 5 | 4294967294 | [[]] | 5 | 20 | 0 | 1 | 0 | Overhead Line | 0 | -1 | 0 | 1 | 0 | 0.080021 | 1.3091 | 0.01624 | 0.076236
Line174 | Network Model.IntPrjfolder\Network Data.IntPrjfolder\Main Grid.ElmNet\Line174.ElmLne | 0 | Library.IntPrjfolder\Equipment Type Library.IntPrjfolder\20 kV 150A.TypLne | Network Model.IntPrjfolder\Network Data.IntPrjfolder\Main Grid.ElmNet | Network Model.IntPrjfolder\Network Data.IntPrjfolder\Main Grid.ElmNet\Bus112.ElmTerm\Cub_3.StaCubic | Network Model.IntPrjfolder\Network Data.IntPrjfolder\Main Grid.ElmNet\Bus284.ElmTerm\Cub_2.StaCubic | 0.947 | 1 | 1 | 0 | 20 | 1 | 0.19887 | 0.32378 | 0 | 0 | 0.19887 | 1.5954 | 0 | 0 | 1 | 1 | 1 | 1 | 1 | 1 | 1775 | 1746370284 | 0 | -1 | 0 | 0 | 0 | 0 | 0 | 0 | 0 | 0 | 0 | 0 | 0 | 0 | 0 | 0 | 0 | 1000 | 1000 | 1000 | 0 | 0 | 0 | 0 | 0 | 0 | 0 | 0 | 0 | 0 | 0 | 0 | 0 | 0 | 0 | 1 | ["0"] | ["0"] | Line174 | 50 | 0 | 0 | 0 | 0 | 0 | 0 | 1 | 0 | 0 | 0 | 0 | 0 | 0 | 0 | 0 | 0 | D | D | D | B | B | 1 | 1 | 0 | 0 | 100 | 1970-01-01T00:00:00Z | 0 | 0 | Network Model.IntPrjfolder\Network Data.IntPrjfolder\Areas.IntArea\TAMBAK.ElmArea | Network Model.IntPrjfolder\Network Data.IntPrjfolder\Main Grid.ElmNet | Network Model.IntPrjfolder\Network Data.IntPrjfolder\Main Grid.ElmNet | 0 | 0 | 0.4735 | 0 | 0 | 0 | 0 | 80 | 0 | 0 | MAN | 0 | 1 | 0 | 0 | 0 | 0 | 50 | 0 | 0 | 0 | 0 | 0 | 0 | 1 | 0 | 0 | 1000000 | 0.001 | 0 | 0 | 0 | 0 | 50 | 100000 | 50 | 0 | 0 | 1746599861 | 0 | 0 | 0 | 0 | 0 | 0 | 0 | 0 | 0 | 0.8 | 99999 | 1 | 0 | 1 | 1 | 0 | 0 | 1 | hor | 0 | 0 | 0 | tre | 0 | 0 | 0 | 0 | 1 | 1 | 0 | 0 | 1 | 0 | 0 | 0 | 0 | 0 | 0 | 10 | 10 | 0 | 1.1155 | 1 | 1 | 1 | 1 | 50 | 50 | 50 | 0 | 0.8 | 0 | 0 | 0 | 0.003 | 0.0003 | 100 | 1 | 100 | 100 | 45 | 70 | 70 | 61 | 60 | 0 | 0 | 0.9969 | 3 | 0 | 0 | 1 | 0 | 5 | 4906985 | 0 | 31.5589 | 58.4411 | 4905050 | 12 | 12 | 20 | 0.049718 | 0.24696 | 100 | 0 | 0 | 0.049718 | 0 | 0 | 1 | 1 | -2 | 1 | 3 | 5 | 1 | 0 | -1 | -1 | 0.001 | 0.001 | 0.001 | 20 | 25 | 5 | 4294967294 | [[]] | 5 | 20 | 0 | 1 | 0 | Overhead Line | 0 | -1 | 0 | 1 | 0 | 0.39884 | 1.3091 | 0.080945 | 0.37998
Line176 | Network Model.IntPrjfolder\Network Data.IntPrjfolder\Main Grid.ElmNet\Line176.ElmLne | 0 | Library.IntPrjfolder\Equipment Type Library.IntPrjfolder\20 kV 150A.TypLne | Network Model.IntPrjfolder\Network Data.IntPrjfolder\Main Grid.ElmNet | Network Model.IntPrjfolder\Network Data.IntPrjfolder\Main Grid.ElmNet\Bus284.ElmTerm\Cub_3.StaCubic | Network Model.IntPrjfolder\Network Data.IntPrjfolder\Main Grid.ElmNet\Bus286.ElmTerm\Cub_2.StaCubic | 0.08 | 1 | 1 | 0 | 20 | 1 | 0.0168 | 0.027352 | 0 | 0 | 0.0168 | 0.13477 | 0 | 0 | 1 | 1 | 1 | 1 | 1 | 1 | 1775 | 1746370287 | 0 | -1 | 0 | 0 | 0 | 0 | 0 | 0 | 0 | 0 | 0 | 0 | 0 | 0 | 0 | 0 | 0 | 1000 | 1000 | 1000 | 0 | 0 | 0 | 0 | 0 | 0 | 0 | 0 | 0 | 0 | 0 | 0 | 0 | 0 | 0 | 1 | ["0"] | ["0"] | Line176 | 50 | 0 | 0 | 0 | 0 | 0 | 0 | 1 | 0 | 0 | 0 | 0 | 0 | 0 | 0 | 0 | 0 | D | D | D | B | B | 1 | 1 | 0 | 0 | 100 | 1970-01-01T00:00:00Z | 0 | 0 | Network Model.IntPrjfolder\Network Data.IntPrjfolder\Areas.IntArea\TAMBAK.ElmArea | Network Model.IntPrjfolder\Network Data.IntPrjfolder\Main Grid.ElmNet | Network Model.IntPrjfolder\Network Data.IntPrjfolder\Main Grid.ElmNet | 0 | 0 | 0.04 | 0 | 0 | 0 | 0 | 80 | 0 | 0 | MAN | 0 | 1 | 0 | 0 | 0 | 0 | 50 | 0 | 0 | 0 | 0 | 0 | 0 | 1 | 0 | 0 | 1000000 | 0.001 | 0 | 0 | 0 | 0 | 50 | 100000 | 50 | 0 | 0 | 1746599861 | 0 | 0 | 0 | 0 | 0 | 0 | 0 | 0 | 0 | 0.8 | 99999 | 1 | 0 | 1 | 1 | 0 | 0 | 1 | hor | 0 | 0 | 0 | tre | 0 | 0 | 0 | 0 | 1 | 1 | 0 | 0 | 1 | 0 | 0 | 0 | 0 | 0 | 0 | 10 | 10 | 0 | 1.1155 | 1 | 1 | 1 | 1 | 50 | 50 | 50 | 0 | 0.8 | 0 | 0 | 0 | 0.003 | 0.0003 | 100 | 1 | 100 | 100 | 45 | 70 | 70 | 61 | 60 | 0 | 0 | 0.9969 | 3 | 0 | 0 | 1 | 0 | 5 | 4906993 | 0 | 31.5589 | 58.4411 | 4905050 | 12 | 12 | 20 | 0.0042 | 0.020862 | 100 | 0 | 0 | 0.0042 | 0 | 0 | 1 | 1 | -2 | 1 | 3 | 5 | 1 | 0 | -1 | -1 | 0.001 | 0.001 | 0.001 | 20 | 25 | 5 | 4294967294 | [[]] | 5 | 20 | 0 | 1 | 0 | Overhead Line | 0 | -1 | 0 | 1 | 0 | 0.033693 | 1.3091 | 0.006838 | 0.032099
Line178 | Network Model.IntPrjfolder\Network Data.IntPrjfolder\Main Grid.ElmNet\Line178.ElmLne | 0 | Library.IntPrjfolder\Equipment Type Library.IntPrjfolder\20 kV 150A.TypLne | Network Model.IntPrjfolder\Network Data.IntPrjfolder\Main Grid.ElmNet | Network Model.IntPrjfolder\Network Data.IntPrjfolder\Main Grid.ElmNet\Bus286.ElmTerm\Cub_3.StaCubic | Network Model.IntPrjfolder\Network Data.IntPrjfolder\Main Grid.ElmNet\Terminal(19).ElmTerm\Cub_1.StaCubic | 1.009 | 1 | 1 | 0 | 20 | 1 | 0.21189 | 0.34498 | 0 | 0 | 0.21189 | 1.6998 | 0 | 0 | 1 | 1 | 1 | 1 | 1 | 1 | 1775 | 1746370355 | 0 | -1 | 0 | 0 | 0 | 0 | 0 | 0 | 0 | 0 | 0 | 0 | 0 | 0 | 0 | 0 | 0 | 1000 | 1000 | 1000 | 0 | 0 | 0 | 0 | 0 | 0 | 0 | 0 | 0 | 0 | 0 | 0 | 0 | 0 | 0 | 1 | ["0"] | ["0"] | Line178 | 50 | 0 | 0 | 0 | 0 | 0 | 0 | 1 | 0 | 0 | 0 | 0 | 0 | 0 | 0 | 0 | 0 | D | D | D | B | B | 1 | 1 | 0 | 0 | 100 | 1970-01-01T00:00:00Z | 0 | 0 | Network Model.IntPrjfolder\Network Data.IntPrjfolder\Areas.IntArea\TAMBAK.ElmArea | Network Model.IntPrjfolder\Network Data.IntPrjfolder\Main Grid.ElmNet | Network Model.IntPrjfolder\Network Data.IntPrjfolder\Main Grid.ElmNet | 0 | 0 | 0.5045 | 0 | 0 | 0 | 0 | 80 | 0 | 0 | MAN | 0 | 1 | 0 | 0 | 0 | 0 | 50 | 0 | 0 | 0 | 0 | 0 | 0 | 1 | 0 | 0 | 1000000 | 0.001 | 0 | 0 | 0 | 0 | 50 | 100000 | 50 | 0 | 0 | 1746599861 | 0 | 0 | 0 | 0 | 0 | 0 | 0 | 0 | 0 | 0.8 | 99999 | 1 | 0 | 1 | 1 | 0 | 0 | 1 | hor | 0 | 0 | 0 | tre | 0 | 0 | 0 | 0 | 1 | 1 | 0 | 0 | 1 | 0 | 0 | 0 | 0 | 0 | 0 | 10 | 10 | 0 | 1.1155 | 1 | 1 | 1 | 1 | 50 | 50 | 50 | 0 | 0.8 | 0 | 0 | 0 | 0.003 | 0.0003 | 100 | 1 | 100 | 100 | 45 | 70 | 70 | 61 | 60 | 0 | 0 | 0.9969 | 3 | 0 | 0 | 1 | 0 | 5 | 4907005 | 0 | 31.5589 | 58.4411 | 4905050 | 12 | 12 | 20 | 0.052972 | 0.26312 | 100 | 0 | 0 | 0.052972 | 0 | 0 | 1 | 1 | -2 | 1 | 3 | 5 | 1 | 0 | -1 | -1 | 0.001 | 0.001 | 0.001 | 20 | 25 | 5 | 4294967294 | [[]] | 5 | 20 | 0 | 1 | 0 | Overhead Line | 0 | -1 | 0 | 1 | 0 | 0.42496 | 1.3091 | 0.086244 | 0.40485
Line180 | Network Model.IntPrjfolder\Network Data.IntPrjfolder\Main Grid.ElmNet\Line180.ElmLne | 0 | Library.IntPrjfolder\Equipment Type Library.IntPrjfolder\20 kV 150A.TypLne | Network Model.IntPrjfolder\Network Data.IntPrjfolder\Main Grid.ElmNet | Network Model.IntPrjfolder\Network Data.IntPrjfolder\Main Grid.ElmNet\Terminal(20).ElmTerm\Cub_2.StaCubic | Network Model.IntPrjfolder\Network Data.IntPrjfolder\Main Grid.ElmNet\Bus289.ElmTerm\Cub_1.StaCubic | 0.389 | 1 | 1 | 0 | 20 | 1 | 0.08169 | 0.133 | 0 | 0 | 0.08169 | 0.65533 | 0 | 0 | 1 | 1 | 1 | 1 | 1 | 1 | 1775 | 1746370441 | 0 | -1 | 0 | 0 | 0 | 0 | 0 | 0 | 0 | 0 | 0 | 0 | 0 | 0 | 0 | 0 | 0 | 1000 | 1000 | 1000 | 0 | 0 | 0 | 0 | 0 | 0 | 0 | 0 | 0 | 0 | 0 | 0 | 0 | 0 | 0 | 1 | ["0"] | ["0"] | Line180 | 50 | 0 | 0 | 0 | 0 | 0 | 0 | 1 | 0 | 0 | 0 | 0 | 0 | 0 | 0 | 0 | 0 | D | D | D | B | B | 1 | 1 | 0 | 0 | 100 | 1970-01-01T00:00:00Z | 0 | 0 | Network Model.IntPrjfolder\Network Data.IntPrjfolder\Areas.IntArea\TAMBAK.ElmArea | Network Model.IntPrjfolder\Network Data.IntPrjfolder\Main Grid.ElmNet | Network Model.IntPrjfolder\Network Data.IntPrjfolder\Main Grid.ElmNet | 0 | 0 | 0.1945 | 0 | 0 | 0 | 0 | 80 | 0 | 0 | MAN | 0 | 1 | 0 | 0 | 0 | 0 | 50 | 0 | 0 | 0 | 0 | 0 | 0 | 1 | 0 | 0 | 1000000 | 0.001 | 0 | 0 | 0 | 0 | 50 | 100000 | 50 | 0 | 0 | 1746599861 | 0 | 0 | 0 | 0 | 0 | 0 | 0 | 0 | 0 | 0.8 | 99999 | 1 | 0 | 1 | 1 | 0 | 0 | 1 | hor | 0 | 0 | 0 | tre | 0 | 0 | 0 | 0 | 1 | 1 | 0 | 0 | 1 | 0 | 0 | 0 | 0 | 0 | 0 | 10 | 10 | 0 | 1.1155 | 1 | 1 | 1 | 1 | 50 | 50 | 50 | 0 | 0.8 | 0 | 0 | 0 | 0.003 | 0.0003 | 100 | 1 | 100 | 100 | 45 | 70 | 70 | 61 | 60 | 0 | 0 | 0.9969 | 3 | 0 | 0 | 1 | 0 | 5 | 4907025 | 0 | 31.5589 | 58.4411 | 4905050 | 12 | 12 | 20 | 0.020422 | 0.10144 | 100 | 0 | 0 | 0.020422 | 0 | 0 | 1 | 1 | -2 | 1 | 3 | 5 | 1 | 0 | -1 | -1 | 0.001 | 0.001 | 0.001 | 20 | 25 | 5 | 4294967294 | [[]] | 5 | 20 | 0 | 1 | 0 | Overhead Line | 0 | -1 | 0 | 1 | 0 | 0.16383 | 1.3091 | 0.03325 | 0.15608
Line46 | Network Model.IntPrjfolder\Network Data.IntPrjfolder\Main Grid.ElmNet\Line46.ElmLne | 0 | Library.IntPrjfolder\Equipment Type Library.IntPrjfolder\20 kV 150A.TypLne | Network Model.IntPrjfolder\Network Data.IntPrjfolder\Main Grid.ElmNet | Network Model.IntPrjfolder\Network Data.IntPrjfolder\Main Grid.ElmNet\Bus289.ElmTerm\Cub_2.StaCubic | Network Model.IntPrjfolder\Network Data.IntPrjfolder\Main Grid.ElmNet\Bus115.ElmTerm\Cub_1.StaCubic | 0.354 | 1 | 1 | 0 | 20 | 1 | 0.07434 | 0.12103 | 0 | 0 | 0.07434 | 0.59637 | 0 | 0 | 1 | 1 | 1 | 1 | 1 | 1 | 1775 | 1746370534 | 0 | -1 | 0 | 0 | 0 | 0 | 0 | 0 | 0 | 0 | 0 | 0 | 0 | 0 | 0 | 0 | 0 | 1000 | 1000 | 1000 | 0 | 0 | 0 | 0 | 0 | 0 | 0 | 0 | 0 | 0 | 0 | 0 | 0 | 0 | 0 | 1 | ["0"] | ["0"] | Line46 | 50 | 0 | 0 | 0 | 0 | 0 | 0 | 1 | 0 | 0 | 0 | 0 | 0 | 0 | 0 | 0 | 0 | D | D | D | B | B | 1 | 1 | 0 | 0 | 100 | 1970-01-01T00:00:00Z | 0 | 0 | Network Model.IntPrjfolder\Network Data.IntPrjfolder\Areas.IntArea\TAMBAK.ElmArea | Network Model.IntPrjfolder\Network Data.IntPrjfolder\Main Grid.ElmNet | Network Model.IntPrjfolder\Network Data.IntPrjfolder\Main Grid.ElmNet | 0 | 0 | 0.177 | 0 | 0 | 0 | 0 | 80 | 0 | 0 | MAN | 0 | 1 | 0 | 0 | 0 | 0 | 50 | 0 | 0 | 0 | 0 | 0 | 0 | 1 | 0 | 0 | 1000000 | 0.001 | 0 | 0 | 0 | 0 | 50 | 100000 | 50 | 0 | 0 | 1746599861 | 0 | 0 | 0 | 0 | 0 | 0 | 0 | 0 | 0 | 0.8 | 99999 | 1 | 0 | 1 | 1 | 0 | 0 | 1 | hor | 0 | 0 | 0 | tre | 0 | 0 | 0 | 0 | 1 | 1 | 0 | 0 | 1 | 0 | 0 | 0 | 0 | 0 | 0 | 10 | 10 | 0 | 1.1155 | 1 | 1 | 1 | 1 | 50 | 50 | 50 | 0 | 0.8 | 0 | 0 | 0 | 0.003 | 0.0003 | 100 | 1 | 100 | 100 | 45 | 70 | 70 | 61 | 60 | 0 | 0 | 0.9969 | 3 | 0 | 0 | 1 | 0 | 5 | 4907035 | 0 | 31.5589 | 58.4411 | 4905050 | 12 | 12 | 20 | 0.018585 | 0.092315 | 100 | 0 | 0 | 0.018585 | 0 | 0 | 1 | 1 | -2 | 1 | 3 | 5 | 1 | 0 | -1 | -1 | 0.001 | 0.001 | 0.001 | 20 | 25 | 5 | 4294967294 | [[]] | 5 | 20 | 0 | 1 | 0 | Overhead Line | 0 | -1 | 0 | 1 | 0 | 0.14909 | 1.3091 | 0.030258 | 0.14204
Line47 | Network Model.IntPrjfolder\Network Data.IntPrjfolder\Main Grid.ElmNet\Line47.ElmLne | 0 | Library.IntPrjfolder\Equipment Type Library.IntPrjfolder\20 kV 150A.TypLne | Network Model.IntPrjfolder\Network Data.IntPrjfolder\Main Grid.ElmNet | Network Model.IntPrjfolder\Network Data.IntPrjfolder\Main Grid.ElmNet\Bus115.ElmTerm\Cub_3.StaCubic | Network Model.IntPrjfolder\Network Data.IntPrjfolder\Main Grid.ElmNet\Bus117.ElmTerm\Cub_1.StaCubic | 0.313 | 1 | 1 | 0 | 20 | 1 | 0.06573 | 0.10701 | 0 | 0 | 0.06573 | 0.5273 | 0 | 0 | 1 | 1 | 1 | 1 | 1 | 1 | 1775 | 1746370616 | 0 | -1 | 0 | 0 | 0 | 0 | 0 | 0 | 0 | 0 | 0 | 0 | 0 | 0 | 0 | 0 | 0 | 1000 | 1000 | 1000 | 0 | 0 | 0 | 0 | 0 | 0 | 0 | 0 | 0 | 0 | 0 | 0 | 0 | 0 | 0 | 1 | ["0"] | ["0"] | Line47 | 50 | 0 | 0 | 0 | 0 | 0 | 0 | 1 | 0 | 0 | 0 | 0 | 0 | 0 | 0 | 0 | 0 | D | D | D | B | B | 1 | 1 | 0 | 0 | 100 | 1970-01-01T00:00:00Z | 0 | 0 | Network Model.IntPrjfolder\Network Data.IntPrjfolder\Areas.IntArea\TAMBAK.ElmArea | Network Model.IntPrjfolder\Network Data.IntPrjfolder\Main Grid.ElmNet | Network Model.IntPrjfolder\Network Data.IntPrjfolder\Main Grid.ElmNet | 0 | 0 | 0.1565 | 0 | 0 | 0 | 0 | 80 | 0 | 0 | MAN | 0 | 1 | 0 | 0 | 0 | 0 | 50 | 0 | 0 | 0 | 0 | 0 | 0 | 1 | 0 | 0 | 1000000 | 0.001 | 0 | 0 | 0 | 0 | 50 | 100000 | 50 | 0 | 0 | 1746599861 | 0 | 0 | 0 | 0 | 0 | 0 | 0 | 0 | 0 | 0.8 | 99999 | 1 | 0 | 1 | 1 | 0 | 0 | 1 | hor | 0 | 0 | 0 | tre | 0 | 0 | 0 | 0 | 1 | 1 | 0 | 0 | 1 | 0 | 0 | 0 | 0 | 0 | 0 | 10 | 10 | 0 | 1.1155 | 1 | 1 | 1 | 1 | 50 | 50 | 50 | 0 | 0.8 | 0 | 0 | 0 | 0.003 | 0.0003 | 100 | 1 | 100 | 100 | 45 | 70 | 70 | 61 | 60 | 0 | 0 | 0.9969 | 3 | 0 | 0 | 1 | 0 | 5 | 4907061 | 0 | 31.5589 | 58.4411 | 4905050 | 12 | 12 | 20 | 0.016432 | 0.081624 | 100 | 0 | 0 | 0.016432 | 0 | 0 | 1 | 1 | -2 | 1 | 3 | 5 | 1 | 0 | -1 | -1 | 0.001 | 0.001 | 0.001 | 20 | 25 | 5 | 4294967294 | [[]] | 5 | 20 | 0 | 1 | 0 | Overhead Line | 0 | -1 | 0 | 1 | 0 | 0.13182 | 1.3091 | 0.026754 | 0.12559
Line48 | Network Model.IntPrjfolder\Network Data.IntPrjfolder\Main Grid.ElmNet\Line48.ElmLne | 0 | Library.IntPrjfolder\Equipment Type Library.IntPrjfolder\20 kV 150A.TypLne | Network Model.IntPrjfolder\Network Data.IntPrjfolder\Main Grid.ElmNet | Network Model.IntPrjfolder\Network Data.IntPrjfolder\Main Grid.ElmNet\Bus117.ElmTerm\Cub_2.StaCubic | Network Model.IntPrjfolder\Network Data.IntPrjfolder\Main Grid.ElmNet\Bus119.ElmTerm\Cub_1.StaCubic | 2.273 | 1 | 1 | 0 | 20 | 1 | 0.47733 | 0.77714 | 0 | 0 | 0.47733 | 3.8292 | 0 | 0 | 1 | 1 | 1 | 1 | 1 | 1 | 1775 | 1746370662 | 0 | -1 | 0 | 0 | 0 | 0 | 0 | 0 | 0 | 0 | 0 | 0 | 0 | 0 | 0 | 0 | 0 | 1000 | 1000 | 1000 | 0 | 0 | 0 | 0 | 0 | 0 | 0 | 0 | 0 | 0 | 0 | 0 | 0 | 0 | 0 | 1 | ["0"] | ["0"] | Line48 | 50 | 0 | 0 | 0 | 0 | 0 | 0 | 1 | 0 | 0 | 0 | 0 | 0 | 0 | 0 | 0 | 0 | D | D | D | B | B | 1 | 1 | 0 | 0 | 100 | 1970-01-01T00:00:00Z | 0 | 0 | Network Model.IntPrjfolder\Network Data.IntPrjfolder\Areas.IntArea\TAMBAK.ElmArea | Network Model.IntPrjfolder\Network Data.IntPrjfolder\Main Grid.ElmNet | Network Model.IntPrjfolder\Network Data.IntPrjfolder\Main Grid.ElmNet | 0 | 0 | 1.1365 | 0 | 0 | 0 | 0 | 80 | 0 | 0 | MAN | 0 | 1 | 0 | 0 | 0 | 0 | 50 | 0 | 0 | 0 | 0 | 0 | 0 | 1 | 0 | 0 | 1000000 | 0.001 | 0 | 0 | 0 | 0 | 50 | 100000 | 50 | 0 | 0 | 1746599861 | 0 | 0 | 0 | 0 | 0 | 0 | 0 | 0 | 0 | 0.8 | 99999 | 1 | 0 | 1 | 1 | 0 | 0 | 1 | hor | 0 | 0 | 0 | tre | 0 | 0 | 0 | 0 | 1 | 1 | 0 | 0 | 1 | 0 | 0 | 0 | 0 | 0 | 0 | 10 | 10 | 0 | 1.1155 | 1 | 1 | 1 | 1 | 50 | 50 | 50 | 0 | 0.8 | 0 | 0 | 0 | 0.003 | 0.0003 | 100 | 1 | 100 | 100 | 45 | 70 | 70 | 61 | 60 | 0 | 0 | 0.9969 | 3 | 0 | 0 | 1 | 0 | 5 | 4907072 | 0 | 31.5589 | 58.4411 | 4905050 | 12 | 12 | 20 | 0.11933 | 0.59275 | 100 | 0 | 0 | 0.11933 | 0 | 0 | 1 | 1 | -2 | 1 | 3 | 5 | 1 | 0 | -1 | -1 | 0.001 | 0.001 | 0.001 | 20 | 25 | 5 | 4294967294 | [[]] | 5 | 20 | 0 | 1 | 0 | Overhead Line | 0 | -1 | 0 | 1 | 0 | 0.95731 | 1.3091 | 0.19428 | 0.91202
Line182 | Network Model.IntPrjfolder\Network Data.IntPrjfolder\Main Grid.ElmNet\Line182.ElmLne | 0 | Library.IntPrjfolder\Equipment Type Library.IntPrjfolder\20 kV 150A.TypLne | Network Model.IntPrjfolder\Network Data.IntPrjfolder\Main Grid.ElmNet | Network Model.IntPrjfolder\Network Data.IntPrjfolder\Main Grid.ElmNet\Bus117.ElmTerm\Cub_3.StaCubic | Network Model.IntPrjfolder\Network Data.IntPrjfolder\Main Grid.ElmNet\Bus290.ElmTerm\Cub_1.StaCubic | 0.158 | 1 | 1 | 0 | 20 | 1 | 0.03318 | 0.05402 | 0 | 0 | 0.03318 | 0.26618 | 0 | 0 | 1 | 1 | 1 | 1 | 1 | 1 | 1775 | 1746370793 | 0 | -1 | 0 | 0 | 0 | 0 | 0 | 0 | 0 | 0 | 0 | 0 | 0 | 0 | 0 | 0 | 0 | 1000 | 1000 | 1000 | 0 | 0 | 0 | 0 | 0 | 0 | 0 | 0 | 0 | 0 | 0 | 0 | 0 | 0 | 0 | 1 | ["0"] | ["0"] | Line182 | 50 | 0 | 0 | 0 | 0 | 0 | 0 | 1 | 0 | 0 | 0 | 0 | 0 | 0 | 0 | 0 | 0 | D | D | D | B | B | 1 | 1 | 0 | 0 | 100 | 1970-01-01T00:00:00Z | 0 | 0 | Network Model.IntPrjfolder\Network Data.IntPrjfolder\Areas.IntArea\TAMBAK.ElmArea | Network Model.IntPrjfolder\Network Data.IntPrjfolder\Main Grid.ElmNet | Network Model.IntPrjfolder\Network Data.IntPrjfolder\Main Grid.ElmNet | 0 | 0 | 0.079 | 0 | 0 | 0 | 0 | 80 | 0 | 0 | MAN | 0 | 1 | 0 | 0 | 0 | 0 | 50 | 0 | 0 | 0 | 0 | 0 | 0 | 1 | 0 | 0 | 1000000 | 0.001 | 0 | 0 | 0 | 0 | 50 | 100000 | 50 | 0 | 0 | 1746599861 | 0 | 0 | 0 | 0 | 0 | 0 | 0 | 0 | 0 | 0.8 | 99999 | 1 | 0 | 1 | 1 | 0 | 0 | 1 | hor | 0 | 0 | 0 | tre | 0 | 0 | 0 | 0 | 1 | 1 | 0 | 0 | 1 | 0 | 0 | 0 | 0 | 0 | 0 | 10 | 10 | 0 | 1.1155 | 1 | 1 | 1 | 1 | 50 | 50 | 50 | 0 | 0.8 | 0 | 0 | 0 | 0.003 | 0.0003 | 100 | 1 | 100 | 100 | 45 | 70 | 70 | 61 | 60 | 0 | 0 | 0.9969 | 3 | 0 | 0 | 1 | 0 | 5 | 4907096 | 0 | 31.5589 | 58.4411 | 4905050 | 12 | 12 | 20 | 0.008295 | 0.041203 | 100 | 0 | 0 | 0.008295 | 0 | 0 | 1 | 1 | -2 | 1 | 3 | 5 | 1 | 0 | -1 | -1 | 0.001 | 0.001 | 0.001 | 20 | 25 | 5 | 4294967294 | [[]] | 5 | 20 | 0 | 1 | 0 | Overhead Line | 0 | -1 | 0 | 1 | 0 | 0.066544 | 1.3091 | 0.013505 | 0.063396
Line49 | Network Model.IntPrjfolder\Network Data.IntPrjfolder\Main Grid.ElmNet\Line49.ElmLne | 0 | Library.IntPrjfolder\Equipment Type Library.IntPrjfolder\20 kV 150A.TypLne | Network Model.IntPrjfolder\Network Data.IntPrjfolder\Main Grid.ElmNet | Network Model.IntPrjfolder\Network Data.IntPrjfolder\Main Grid.ElmNet\Bus117.ElmTerm\Cub_4.StaCubic | Network Model.IntPrjfolder\Network Data.IntPrjfolder\Main Grid.ElmNet\Bus121.ElmTerm\Cub_1.StaCubic | 0.229 | 1 | 1 | 0 | 20 | 1 | 0.04809 | 0.078295 | 0 | 0 | 0.04809 | 0.38579 | 0 | 0 | 1 | 1 | 1 | 1 | 1 | 1 | 1775 | 1746370875 | 0 | -1 | 0 | 0 | 0 | 0 | 0 | 0 | 0 | 0 | 0 | 0 | 0 | 0 | 0 | 0 | 0 | 1000 | 1000 | 1000 | 0 | 0 | 0 | 0 | 0 | 0 | 0 | 0 | 0 | 0 | 0 | 0 | 0 | 0 | 0 | 1 | ["0"] | ["0"] | Line49 | 50 | 0 | 0 | 0 | 0 | 0 | 0 | 1 | 0 | 0 | 0 | 0 | 0 | 0 | 0 | 0 | 0 | D | D | D | B | B | 1 | 1 | 0 | 0 | 100 | 1970-01-01T00:00:00Z | 0 | 0 | Network Model.IntPrjfolder\Network Data.IntPrjfolder\Areas.IntArea\TAMBAK.ElmArea | Network Model.IntPrjfolder\Network Data.IntPrjfolder\Main Grid.ElmNet | Network Model.IntPrjfolder\Network Data.IntPrjfolder\Main Grid.ElmNet | 0 | 0 | 0.1145 | 0 | 0 | 0 | 0 | 80 | 0 | 0 | MAN | 0 | 1 | 0 | 0 | 0 | 0 | 50 | 0 | 0 | 0 | 0 | 0 | 0 | 1 | 0 | 0 | 1000000 | 0.001 | 0 | 0 | 0 | 0 | 50 | 100000 | 50 | 0 | 0 | 1746599861 | 0 | 0 | 0 | 0 | 0 | 0 | 0 | 0 | 0 | 0.8 | 99999 | 1 | 0 | 1 | 1 | 0 | 0 | 1 | hor | 0 | 0 | 0 | tre | 0 | 0 | 0 | 0 | 1 | 1 | 0 | 0 | 1 | 0 | 0 | 0 | 0 | 0 | 0 | 10 | 10 | 0 | 1.1155 | 1 | 1 | 1 | 1 | 50 | 50 | 50 | 0 | 0.8 | 0 | 0 | 0 | 0.003 | 0.0003 | 100 | 1 | 100 | 100 | 45 | 70 | 70 | 61 | 60 | 0 | 0 | 0.9969 | 3 | 0 | 0 | 1 | 0 | 5 | 4907120 | 0 | 31.5589 | 58.4411 | 4905050 | 12 | 12 | 20 | 0.012022 | 0.059718 | 100 | 0 | 0 | 0.012022 | 0 | 0 | 1 | 1 | -2 | 1 | 3 | 5 | 1 | 0 | -1 | -1 | 0.001 | 0.001 | 0.001 | 20 | 25 | 5 | 4294967294 | [[]] | 5 | 20 | 0 | 1 | 0 | Overhead Line | 0 | -1 | 0 | 1 | 0 | 0.096447 | 1.3091 | 0.019574 | 0.091885
Line50 | Network Model.IntPrjfolder\Network Data.IntPrjfolder\Main Grid.ElmNet\Line50.ElmLne | 0 | Library.IntPrjfolder\Equipment Type Library.IntPrjfolder\20 kV 150A.TypLne | Network Model.IntPrjfolder\Network Data.IntPrjfolder\Main Grid.ElmNet | Network Model.IntPrjfolder\Network Data.IntPrjfolder\Main Grid.ElmNet\Bus121.ElmTerm\Cub_3.StaCubic | Network Model.IntPrjfolder\Network Data.IntPrjfolder\Main Grid.ElmNet\Bus122.ElmTerm\Cub_1.StaCubic | 0.8 | 1 | 1 | 0 | 20 | 1 | 0.168 | 0.27352 | 0 | 0 | 0.168 | 1.3477 | 0 | 0 | 1 | 1 | 1 | 1 | 1 | 1 | 1775 | 1746370948 | 0 | -1 | 0 | 0 | 0 | 0 | 0 | 0 | 0 | 0 | 0 | 0 | 0 | 0 | 0 | 0 | 0 | 1000 | 1000 | 1000 | 0 | 0 | 0 | 0 | 0 | 0 | 0 | 0 | 0 | 0 | 0 | 0 | 0 | 0 | 0 | 1 | ["0"] | ["0"] | Line50 | 50 | 0 | 0 | 0 | 0 | 0 | 0 | 1 | 0 | 0 | 0 | 0 | 0 | 0 | 0 | 0 | 0 | D | D | D | B | B | 1 | 1 | 0 | 0 | 100 | 1970-01-01T00:00:00Z | 0 | 0 | Network Model.IntPrjfolder\Network Data.IntPrjfolder\Areas.IntArea\TAMBAK.ElmArea | Network Model.IntPrjfolder\Network Data.IntPrjfolder\Main Grid.ElmNet | Network Model.IntPrjfolder\Network Data.IntPrjfolder\Main Grid.ElmNet | 0 | 0 | 0.4 | 0 | 0 | 0 | 0 | 80 | 0 | 0 | MAN | 0 | 1 | 0 | 0 | 0 | 0 | 50 | 0 | 0 | 0 | 0 | 0 | 0 | 1 | 0 | 0 | 1000000 | 0.001 | 0 | 0 | 0 | 0 | 50 | 100000 | 50 | 0 | 0 | 1746599861 | 0 | 0 | 0 | 0 | 0 | 0 | 0 | 0 | 0 | 0.8 | 99999 | 1 | 0 | 1 | 1 | 0 | 0 | 1 | hor | 0 | 0 | 0 | tre | 0 | 0 | 0 | 0 | 1 | 1 | 0 | 0 | 1 | 0 | 0 | 0 | 0 | 0 | 0 | 10 | 10 | 0 | 1.1155 | 1 | 1 | 1 | 1 | 50 | 50 | 50 | 0 | 0.8 | 0 | 0 | 0 | 0.003 | 0.0003 | 100 | 1 | 100 | 100 | 45 | 70 | 70 | 61 | 60 | 0 | 0 | 0.9969 | 3 | 0 | 0 | 1 | 0 | 5 | 4907146 | 0 | 31.5589 | 58.4411 | 4905050 | 12 | 12 | 20 | 0.042 | 0.20862 | 100 | 0 | 0 | 0.042 | 0 | 0 | 1 | 1 | -2 | 1 | 3 | 5 | 1 | 0 | -1 | -1 | 0.001 | 0.001 | 0.001 | 20 | 25 | 5 | 4294967294 | [[]] | 5 | 20 | 0 | 1 | 0 | Overhead Line | 0 | -1 | 0 | 1 | 0 | 0.33693 | 1.3091 | 0.06838 | 0.32099
Line184 | Network Model.IntPrjfolder\Network Data.IntPrjfolder\Main Grid.ElmNet\Line184.ElmLne | 0 | Library.IntPrjfolder\Equipment Type Library.IntPrjfolder\20 kV 150A.TypLne | Network Model.IntPrjfolder\Network Data.IntPrjfolder\Main Grid.ElmNet | Network Model.IntPrjfolder\Network Data.IntPrjfolder\Main Grid.ElmNet\Bus122.ElmTerm\Cub_3.StaCubic | Network Model.IntPrjfolder\Network Data.IntPrjfolder\Main Grid.ElmNet\Bus294.ElmTerm\Cub_1.StaCubic | 1.262 | 1 | 1 | 0 | 20 | 1 | 0.26502 | 0.43148 | 0 | 0 | 0.26502 | 2.126 | 0 | 0 | 1 | 1 | 1 | 1 | 1 | 1 | 1775 | 1746371011 | 0 | -1 | 0 | 0 | 0 | 0 | 0 | 0 | 0 | 0 | 0 | 0 | 0 | 0 | 0 | 0 | 0 | 1000 | 1000 | 1000 | 0 | 0 | 0 | 0 | 0 | 0 | 0 | 0 | 0 | 0 | 0 | 0 | 0 | 0 | 0 | 1 | ["0"] | ["0"] | Line184 | 50 | 0 | 0 | 0 | 0 | 0 | 0 | 1 | 0 | 0 | 0 | 0 | 0 | 0 | 0 | 0 | 0 | D | D | D | B | B | 1 | 1 | 0 | 0 | 100 | 1970-01-01T00:00:00Z | 0 | 0 | Network Model.IntPrjfolder\Network Data.IntPrjfolder\Areas.IntArea\TAMBAK.ElmArea | Network Model.IntPrjfolder\Network Data.IntPrjfolder\Main Grid.ElmNet | Network Model.IntPrjfolder\Network Data.IntPrjfolder\Main Grid.ElmNet | 0 | 0 | 0.631 | 0 | 0 | 0 | 0 | 80 | 0 | 0 | MAN | 0 | 1 | 0 | 0 | 0 | 0 | 50 | 0 | 0 | 0 | 0 | 0 | 0 | 1 | 0 | 0 | 1000000 | 0.001 | 0 | 0 | 0 | 0 | 50 | 100000 | 50 | 0 | 0 | 1746599861 | 0 | 0 | 0 | 0 | 0 | 0 | 0 | 0 | 0 | 0.8 | 99999 | 1 | 0 | 1 | 1 | 0 | 0 | 1 | hor | 0 | 0 | 0 | tre | 0 | 0 | 0 | 0 | 1 | 1 | 0 | 0 | 1 | 0 | 0 | 0 | 0 | 0 | 0 | 10 | 10 | 0 | 1.1155 | 1 | 1 | 1 | 1 | 50 | 50 | 50 | 0 | 0.8 | 0 | 0 | 0 | 0.003 | 0.0003 | 100 | 1 | 100 | 100 | 45 | 70 | 70 | 61 | 60 | 0 | 0 | 0.9969 | 3 | 0 | 0 | 1 | 0 | 5 | 4907174 | 0 | 31.5589 | 58.4411 | 4905050 | 12 | 12 | 20 | 0.066255 | 0.3291 | 100 | 0 | 0 | 0.066255 | 0 | 0 | 1 | 1 | -2 | 1 | 3 | 5 | 1 | 0 | -1 | -1 | 0.001 | 0.001 | 0.001 | 20 | 25 | 5 | 4294967294 | [[]] | 5 | 20 | 0 | 1 | 0 | Overhead Line | 0 | -1 | 0 | 1 | 0 | 0.53151 | 1.3091 | 0.10787 | 0.50637
Line186 | Network Model.IntPrjfolder\Network Data.IntPrjfolder\Main Grid.ElmNet\Line186.ElmLne | 0 | Library.IntPrjfolder\Equipment Type Library.IntPrjfolder\20 kV 150A.TypLne | Network Model.IntPrjfolder\Network Data.IntPrjfolder\Main Grid.ElmNet | Network Model.IntPrjfolder\Network Data.IntPrjfolder\Main Grid.ElmNet\Bus294.ElmTerm\Cub_2.StaCubic | Network Model.IntPrjfolder\Network Data.IntPrjfolder\Main Grid.ElmNet\Bus298.ElmTerm\Cub_1.StaCubic | 1.071 | 1 | 1 | 0 | 20 | 1 | 0.22491 | 0.36617 | 0 | 0 | 0.22491 | 1.8043 | 0 | 0 | 1 | 1 | 1 | 1 | 1 | 1 | 1775 | 1746371013 | 0 | -1 | 0 | 0 | 0 | 0 | 0 | 0 | 0 | 0 | 0 | 0 | 0 | 0 | 0 | 0 | 0 | 1000 | 1000 | 1000 | 0 | 0 | 0 | 0 | 0 | 0 | 0 | 0 | 0 | 0 | 0 | 0 | 0 | 0 | 0 | 1 | ["0"] | ["0"] | Line186 | 50 | 0 | 0 | 0 | 0 | 0 | 0 | 1 | 0 | 0 | 0 | 0 | 0 | 0 | 0 | 0 | 0 | D | D | D | B | B | 1 | 1 | 0 | 0 | 100 | 1970-01-01T00:00:00Z | 0 | 0 | Network Model.IntPrjfolder\Network Data.IntPrjfolder\Areas.IntArea\TAMBAK.ElmArea | Network Model.IntPrjfolder\Network Data.IntPrjfolder\Main Grid.ElmNet | Network Model.IntPrjfolder\Network Data.IntPrjfolder\Main Grid.ElmNet | 0 | 0 | 0.5355 | 0 | 0 | 0 | 0 | 80 | 0 | 0 | MAN | 0 | 1 | 0 | 0 | 0 | 0 | 50 | 0 | 0 | 0 | 0 | 0 | 0 | 1 | 0 | 0 | 1000000 | 0.001 | 0 | 0 | 0 | 0 | 50 | 100000 | 50 | 0 | 0 | 1746599861 | 0 | 0 | 0 | 0 | 0 | 0 | 0 | 0 | 0 | 0.8 | 99999 | 1 | 0 | 1 | 1 | 0 | 0 | 1 | hor | 0 | 0 | 0 | tre | 0 | 0 | 0 | 0 | 1 | 1 | 0 | 0 | 1 | 0 | 0 | 0 | 0 | 0 | 0 | 10 | 10 | 0 | 1.1155 | 1 | 1 | 1 | 1 | 50 | 50 | 50 | 0 | 0.8 | 0 | 0 | 0 | 0.003 | 0.0003 | 100 | 1 | 100 | 100 | 45 | 70 | 70 | 61 | 60 | 0 | 0 | 0.9969 | 3 | 0 | 0 | 1 | 0 | 5 | 4907182 | 0 | 31.5589 | 58.4411 | 4905050 | 12 | 12 | 20 | 0.056227 | 0.27929 | 100 | 0 | 0 | 0.056227 | 0 | 0 | 1 | 1 | -2 | 1 | 3 | 5 | 1 | 0 | -1 | -1 | 0.001 | 0.001 | 0.001 | 20 | 25 | 5 | 4294967294 | [[]] | 5 | 20 | 0 | 1 | 0 | Overhead Line | 0 | -1 | 0 | 1 | 0 | 0.45107 | 1.3091 | 0.091544 | 0.42973
Line188 | Network Model.IntPrjfolder\Network Data.IntPrjfolder\Main Grid.ElmNet\Line188.ElmLne | 0 | Library.IntPrjfolder\Equipment Type Library.IntPrjfolder\20 kV 150A.TypLne | Network Model.IntPrjfolder\Network Data.IntPrjfolder\Main Grid.ElmNet | Network Model.IntPrjfolder\Network Data.IntPrjfolder\Main Grid.ElmNet\Bus289.ElmTerm\Cub_3.StaCubic | Network Model.IntPrjfolder\Network Data.IntPrjfolder\Main Grid.ElmNet\Bus299.ElmTerm\Cub_1.StaCubic | 0.932 | 1 | 1 | 0 | 20 | 1 | 0.19572 | 0.31865 | 0 | 0 | 0.19572 | 1.5701 | 0 | 0 | 1 | 1 | 1 | 1 | 1 | 1 | 1775 | 1746371146 | 0 | -1 | 0 | 0 | 0 | 0 | 0 | 0 | 0 | 0 | 0 | 0 | 0 | 0 | 0 | 0 | 0 | 1000 | 1000 | 1000 | 0 | 0 | 0 | 0 | 0 | 0 | 0 | 0 | 0 | 0 | 0 | 0 | 0 | 0 | 0 | 1 | ["0"] | ["0"] | Line188 | 50 | 0 | 0 | 0 | 0 | 0 | 0 | 1 | 0 | 0 | 0 | 0 | 0 | 0 | 0 | 0 | 0 | D | D | D | B | B | 1 | 1 | 0 | 0 | 100 | 1970-01-01T00:00:00Z | 0 | 0 | Network Model.IntPrjfolder\Network Data.IntPrjfolder\Areas.IntArea\TAMBAK.ElmArea | Network Model.IntPrjfolder\Network Data.IntPrjfolder\Main Grid.ElmNet | Network Model.IntPrjfolder\Network Data.IntPrjfolder\Main Grid.ElmNet | 0 | 0 | 0.466 | 0 | 0 | 0 | 0 | 80 | 0 | 0 | MAN | 0 | 1 | 0 | 0 | 0 | 0 | 50 | 0 | 0 | 0 | 0 | 0 | 0 | 1 | 0 | 0 | 1000000 | 0.001 | 0 | 0 | 0 | 0 | 50 | 100000 | 50 | 0 | 0 | 1746599861 | 0 | 0 | 0 | 0 | 0 | 0 | 0 | 0 | 0 | 0.8 | 99999 | 1 | 0 | 1 | 1 | 0 | 0 | 1 | hor | 0 | 0 | 0 | tre | 0 | 0 | 0 | 0 | 1 | 1 | 0 | 0 | 1 | 0 | 0 | 0 | 0 | 0 | 0 | 10 | 10 | 0 | 1.1155 | 1 | 1 | 1 | 1 | 50 | 50 | 50 | 0 | 0.8 | 0 | 0 | 0 | 0.003 | 0.0003 | 100 | 1 | 100 | 100 | 45 | 70 | 70 | 61 | 60 | 0 | 0 | 0.9969 | 3 | 0 | 0 | 1 | 0 | 5 | 4907224 | 0 | 31.5589 | 58.4411 | 4905050 | 12 | 12 | 20 | 0.04893 | 0.24305 | 100 | 0 | 0 | 0.04893 | 0 | 0 | 1 | 1 | -2 | 1 | 3 | 5 | 1 | 0 | -1 | -1 | 0.001 | 0.001 | 0.001 | 20 | 25 | 5 | 4294967294 | [[]] | 5 | 20 | 0 | 1 | 0 | Overhead Line | 0 | -1 | 0 | 1 | 0 | 0.39253 | 1.3091 | 0.079663 | 0.37396
Line51 | Network Model.IntPrjfolder\Network Data.IntPrjfolder\Main Grid.ElmNet\Line51.ElmLne | 0 | Library.IntPrjfolder\Equipment Type Library.IntPrjfolder\20 kV 150A.TypLne | Network Model.IntPrjfolder\Network Data.IntPrjfolder\Main Grid.ElmNet | Network Model.IntPrjfolder\Network Data.IntPrjfolder\Main Grid.ElmNet\Bus299.ElmTerm\Cub_2.StaCubic | Network Model.IntPrjfolder\Network Data.IntPrjfolder\Main Grid.ElmNet\Bus124.ElmTerm\Cub_1.StaCubic | 0.038 | 1 | 1 | 0 | 20 | 1 | 0.00798 | 0.012992 | 0 | 0 | 0.00798 | 0.064017 | 0 | 0 | 1 | 1 | 1 | 1 | 1 | 1 | 1775 | 1746371207 | 0 | -1 | 0 | 0 | 0 | 0 | 0 | 0 | 0 | 0 | 0 | 0 | 0 | 0 | 0 | 0 | 0 | 1000 | 1000 | 1000 | 0 | 0 | 0 | 0 | 0 | 0 | 0 | 0 | 0 | 0 | 0 | 0 | 0 | 0 | 0 | 1 | ["0"] | ["0"] | Line51 | 50 | 0 | 0 | 0 | 0 | 0 | 0 | 1 | 0 | 0 | 0 | 0 | 0 | 0 | 0 | 0 | 0 | D | D | D | B | B | 1 | 1 | 0 | 0 | 100 | 1970-01-01T00:00:00Z | 0 | 0 | Network Model.IntPrjfolder\Network Data.IntPrjfolder\Areas.IntArea\TAMBAK.ElmArea | Network Model.IntPrjfolder\Network Data.IntPrjfolder\Main Grid.ElmNet | Network Model.IntPrjfolder\Network Data.IntPrjfolder\Main Grid.ElmNet | 0 | 0 | 0.019 | 0 | 0 | 0 | 0 | 80 | 0 | 0 | MAN | 0 | 1 | 0 | 0 | 0 | 0 | 50 | 0 | 0 | 0 | 0 | 0 | 0 | 1 | 0 | 0 | 1000000 | 0.001 | 0 | 0 | 0 | 0 | 50 | 100000 | 50 | 0 | 0 | 1746599861 | 0 | 0 | 0 | 0 | 0 | 0 | 0 | 0 | 0 | 0.8 | 99999 | 1 | 0 | 1 | 1 | 0 | 0 | 1 | hor | 0 | 0 | 0 | tre | 0 | 0 | 0 | 0 | 1 | 1 | 0 | 0 | 1 | 0 | 0 | 0 | 0 | 0 | 0 | 10 | 10 | 0 | 1.1155 | 1 | 1 | 1 | 1 | 50 | 50 | 50 | 0 | 0.8 | 0 | 0 | 0 | 0.003 | 0.0003 | 100 | 1 | 100 | 100 | 45 | 70 | 70 | 61 | 60 | 0 | 0 | 0.9969 | 3 | 0 | 0 | 1 | 0 | 5 | 4907243 | 0 | 31.5589 | 58.4411 | 4905050 | 12 | 12 | 20 | 0.001995 | 0.0099096 | 100 | 0 | 0 | 0.001995 | 0 | 0 | 1 | 1 | -2 | 1 | 3 | 5 | 1 | 0 | -1 | -1 | 0.001 | 0.001 | 0.001 | 20 | 25 | 5 | 4294967294 | [[]] | 5 | 20 | 0 | 1 | 0 | Overhead Line | 0 | -1 | 0 | 1 | 0 | 0.016004 | 1.3091 | 0.003248 | 0.015247
Line52 | Network Model.IntPrjfolder\Network Data.IntPrjfolder\Main Grid.ElmNet\Line52.ElmLne | 0 | Library.IntPrjfolder\Equipment Type Library.IntPrjfolder\20 kV 150A.TypLne | Network Model.IntPrjfolder\Network Data.IntPrjfolder\Main Grid.ElmNet | Network Model.IntPrjfolder\Network Data.IntPrjfolder\Main Grid.ElmNet\Bus124.ElmTerm\Cub_3.StaCubic | Network Model.IntPrjfolder\Network Data.IntPrjfolder\Main Grid.ElmNet\Terminal(24).ElmTerm\Cub_1.StaCubic | 0.189 | 1 | 1 | 0 | 20 | 1 | 0.03969 | 0.064619 | 0 | 0 | 0.03969 | 0.3184 | 0 | 0 | 1 | 1 | 1 | 1 | 1 | 1 | 1775 | 1746371284 | 0 | -1 | 0 | 0 | 0 | 0 | 0 | 0 | 0 | 0 | 0 | 0 | 0 | 0 | 0 | 0 | 0 | 1000 | 1000 | 1000 | 0 | 0 | 0 | 0 | 0 | 0 | 0 | 0 | 0 | 0 | 0 | 0 | 0 | 0 | 0 | 1 | ["0"] | ["0"] | Line52 | 50 | 0 | 0 | 0 | 0 | 0 | 0 | 1 | 0 | 0 | 0 | 0 | 0 | 0 | 0 | 0 | 0 | D | D | D | B | B | 1 | 1 | 0 | 0 | 100 | 1970-01-01T00:00:00Z | 0 | 0 | Network Model.IntPrjfolder\Network Data.IntPrjfolder\Areas.IntArea\TAMBAK.ElmArea | Network Model.IntPrjfolder\Network Data.IntPrjfolder\Main Grid.ElmNet | Network Model.IntPrjfolder\Network Data.IntPrjfolder\Main Grid.ElmNet | 0 | 0 | 0.0945 | 0 | 0 | 0 | 0 | 80 | 0 | 0 | MAN | 0 | 1 | 0 | 0 | 0 | 0 | 50 | 0 | 0 | 0 | 0 | 0 | 0 | 1 | 0 | 0 | 1000000 | 0.001 | 0 | 0 | 0 | 0 | 50 | 100000 | 50 | 0 | 0 | 1746599861 | 0 | 0 | 0 | 0 | 0 | 0 | 0 | 0 | 0 | 0.8 | 99999 | 1 | 0 | 1 | 1 | 0 | 0 | 1 | hor | 0 | 0 | 0 | tre | 0 | 0 | 0 | 0 | 1 | 1 | 0 | 0 | 1 | 0 | 0 | 0 | 0 | 0 | 0 | 10 | 10 | 0 | 1.1155 | 1 | 1 | 1 | 1 | 50 | 50 | 50 | 0 | 0.8 | 0 | 0 | 0 | 0.003 | 0.0003 | 100 | 1 | 100 | 100 | 45 | 70 | 70 | 61 | 60 | 0 | 0 | 0.9969 | 3 | 0 | 0 | 1 | 0 | 5 | 4907270 | 0 | 31.5589 | 58.4411 | 4905050 | 12 | 12 | 20 | 0.0099225 | 0.049287 | 100 | 0 | 0 | 0.0099225 | 0 | 0 | 1 | 1 | -2 | 1 | 3 | 5 | 1 | 0 | -1 | -1 | 0.001 | 0.001 | 0.001 | 20 | 25 | 5 | 4294967294 | [[]] | 5 | 20 | 0 | 1 | 0 | Overhead Line | 0 | -1 | 0 | 1 | 0 | 0.0796 | 1.3091 | 0.016155 | 0.075835
Line190 | Network Model.IntPrjfolder\Network Data.IntPrjfolder\Main Grid.ElmNet\Line190.ElmLne | 0 | Library.IntPrjfolder\Equipment Type Library.IntPrjfolder\20 kV 150A.TypLne | Network Model.IntPrjfolder\Network Data.IntPrjfolder\Main Grid.ElmNet | Network Model.IntPrjfolder\Network Data.IntPrjfolder\Main Grid.ElmNet\Bus300.ElmTerm\Cub_2.StaCubic | Network Model.IntPrjfolder\Network Data.IntPrjfolder\Main Grid.ElmNet\Bus126.ElmTerm\Cub_1.StaCubic | 0.621 | 1 | 1 | 0 | 20 | 1 | 0.13041 | 0.21232 | 0 | 0 | 0.13041 | 1.0462 | 0 | 0 | 1 | 1 | 1 | 1 | 1 | 1 | 1775 | 1746371341 | 0 | -1 | 0 | 0 | 0 | 0 | 0 | 0 | 0 | 0 | 0 | 0 | 0 | 0 | 0 | 0 | 0 | 1000 | 1000 | 1000 | 0 | 0 | 0 | 0 | 0 | 0 | 0 | 0 | 0 | 0 | 0 | 0 | 0 | 0 | 0 | 1 | ["0"] | ["0"] | Line190 | 50 | 0 | 0 | 0 | 0 | 0 | 0 | 1 | 0 | 0 | 0 | 0 | 0 | 0 | 0 | 0 | 0 | D | D | D | B | B | 1 | 1 | 0 | 0 | 100 | 1970-01-01T00:00:00Z | 0 | 0 | Network Model.IntPrjfolder\Network Data.IntPrjfolder\Areas.IntArea\TAMBAK.ElmArea | Network Model.IntPrjfolder\Network Data.IntPrjfolder\Main Grid.ElmNet | Network Model.IntPrjfolder\Network Data.IntPrjfolder\Main Grid.ElmNet | 0 | 0 | 0.3105 | 0 | 0 | 0 | 0 | 80 | 0 | 0 | MAN | 0 | 1 | 0 | 0 | 0 | 0 | 50 | 0 | 0 | 0 | 0 | 0 | 0 | 1 | 0 | 0 | 1000000 | 0.001 | 0 | 0 | 0 | 0 | 50 | 100000 | 50 | 0 | 0 | 1746599861 | 0 | 0 | 0 | 0 | 0 | 0 | 0 | 0 | 0 | 0.8 | 99999 | 1 | 0 | 1 | 1 | 0 | 0 | 1 | hor | 0 | 0 | 0 | tre | 0 | 0 | 0 | 0 | 1 | 1 | 0 | 0 | 1 | 0 | 0 | 0 | 0 | 0 | 0 | 10 | 10 | 0 | 1.1155 | 1 | 1 | 1 | 1 | 50 | 50 | 50 | 0 | 0.8 | 0 | 0 | 0 | 0.003 | 0.0003 | 100 | 1 | 100 | 100 | 45 | 70 | 70 | 61 | 60 | 0 | 0 | 0.9969 | 3 | 0 | 0 | 1 | 0 | 5 | 4907289 | 0 | 31.5589 | 58.4411 | 4905050 | 12 | 12 | 20 | 0.032603 | 0.16194 | 100 | 0 | 0 | 0.032603 | 0 | 0 | 1 | 1 | -2 | 1 | 3 | 5 | 1 | 0 | -1 | -1 | 0.001 | 0.001 | 0.001 | 20 | 25 | 5 | 4294967294 | [[]] | 5 | 20 | 0 | 1 | 0 | Overhead Line | 0 | -1 | 0 | 1 | 0 | 0.26154 | 1.3091 | 0.05308 | 0.24917
Line53 | Network Model.IntPrjfolder\Network Data.IntPrjfolder\Main Grid.ElmNet\Line53.ElmLne | 0 | Library.IntPrjfolder\Equipment Type Library.IntPrjfolder\20 kV 150A.TypLne | Network Model.IntPrjfolder\Network Data.IntPrjfolder\Main Grid.ElmNet | Network Model.IntPrjfolder\Network Data.IntPrjfolder\Main Grid.ElmNet\Bus126.ElmTerm\Cub_3.StaCubic | Network Model.IntPrjfolder\Network Data.IntPrjfolder\Main Grid.ElmNet\Bus128.ElmTerm\Cub_1.StaCubic | 0.168 | 1 | 1 | 0 | 20 | 1 | 0.03528 | 0.057439 | 0 | 0 | 0.03528 | 0.28302 | 0 | 0 | 1 | 1 | 1 | 1 | 1 | 1 | 1775 | 1746371408 | 0 | -1 | 0 | 0 | 0 | 0 | 0 | 0 | 0 | 0 | 0 | 0 | 0 | 0 | 0 | 0 | 0 | 1000 | 1000 | 1000 | 0 | 0 | 0 | 0 | 0 | 0 | 0 | 0 | 0 | 0 | 0 | 0 | 0 | 0 | 0 | 1 | ["0"] | ["0"] | Line53 | 50 | 0 | 0 | 0 | 0 | 0 | 0 | 1 | 0 | 0 | 0 | 0 | 0 | 0 | 0 | 0 | 0 | D | D | D | B | B | 1 | 1 | 0 | 0 | 100 | 1970-01-01T00:00:00Z | 0 | 0 | Network Model.IntPrjfolder\Network Data.IntPrjfolder\Areas.IntArea\TAMBAK.ElmArea | Network Model.IntPrjfolder\Network Data.IntPrjfolder\Main Grid.ElmNet | Network Model.IntPrjfolder\Network Data.IntPrjfolder\Main Grid.ElmNet | 0 | 0 | 0.084 | 0 | 0 | 0 | 0 | 80 | 0 | 0 | MAN | 0 | 1 | 0 | 0 | 0 | 0 | 50 | 0 | 0 | 0 | 0 | 0 | 0 | 1 | 0 | 0 | 1000000 | 0.001 | 0 | 0 | 0 | 0 | 50 | 100000 | 50 | 0 | 0 | 1746599861 | 0 | 0 | 0 | 0 | 0 | 0 | 0 | 0 | 0 | 0.8 | 99999 | 1 | 0 | 1 | 1 | 0 | 0 | 1 | hor | 0 | 0 | 0 | tre | 0 | 0 | 0 | 0 | 1 | 1 | 0 | 0 | 1 | 0 | 0 | 0 | 0 | 0 | 0 | 10 | 10 | 0 | 1.1155 | 1 | 1 | 1 | 1 | 50 | 50 | 50 | 0 | 0.8 | 0 | 0 | 0 | 0.003 | 0.0003 | 100 | 1 | 100 | 100 | 45 | 70 | 70 | 61 | 60 | 0 | 0 | 0.9969 | 3 | 0 | 0 | 1 | 0 | 5 | 4907316 | 0 | 31.5589 | 58.4411 | 4905050 | 12 | 12 | 20 | 0.00882 | 0.043811 | 100 | 0 | 0 | 0.00882 | 0 | 0 | 1 | 1 | -2 | 1 | 3 | 5 | 1 | 0 | -1 | -1 | 0.001 | 0.001 | 0.001 | 20 | 25 | 5 | 4294967294 | [[]] | 5 | 20 | 0 | 1 | 0 | Overhead Line | 0 | -1 | 0 | 1 | 0 | 0.070756 | 1.3091 | 0.01436 | 0.067409
Line54 | Network Model.IntPrjfolder\Network Data.IntPrjfolder\Main Grid.ElmNet\Line54.ElmLne | 0 | Library.IntPrjfolder\Equipment Type Library.IntPrjfolder\20 kV 150A.TypLne | Network Model.IntPrjfolder\Network Data.IntPrjfolder\Main Grid.ElmNet | Network Model.IntPrjfolder\Network Data.IntPrjfolder\Main Grid.ElmNet\Bus128.ElmTerm\Cub_3.StaCubic | Network Model.IntPrjfolder\Network Data.IntPrjfolder\Main Grid.ElmNet\Bus130.ElmTerm\Cub_1.StaCubic | 0.431 | 1 | 1 | 0 | 20 | 1 | 0.09051 | 0.14736 | 0 | 0 | 0.09051 | 0.72609 | 0 | 0 | 1 | 1 | 1 | 1 | 1 | 1 | 1775 | 1746371497 | 0 | -1 | 0 | 0 | 0 | 0 | 0 | 0 | 0 | 0 | 0 | 0 | 0 | 0 | 0 | 0 | 0 | 1000 | 1000 | 1000 | 0 | 0 | 0 | 0 | 0 | 0 | 0 | 0 | 0 | 0 | 0 | 0 | 0 | 0 | 0 | 1 | ["0"] | ["0"] | Line54 | 50 | 0 | 0 | 0 | 0 | 0 | 0 | 1 | 0 | 0 | 0 | 0 | 0 | 0 | 0 | 0 | 0 | D | D | D | B | B | 1 | 1 | 0 | 0 | 100 | 1970-01-01T00:00:00Z | 0 | 0 | Network Model.IntPrjfolder\Network Data.IntPrjfolder\Areas.IntArea\TAMBAK.ElmArea | Network Model.IntPrjfolder\Network Data.IntPrjfolder\Main Grid.ElmNet | Network Model.IntPrjfolder\Network Data.IntPrjfolder\Main Grid.ElmNet | 0 | 0 | 0.2155 | 0 | 0 | 0 | 0 | 80 | 0 | 0 | MAN | 0 | 1 | 0 | 0 | 0 | 0 | 50 | 0 | 0 | 0 | 0 | 0 | 0 | 1 | 0 | 0 | 1000000 | 0.001 | 0 | 0 | 0 | 0 | 50 | 100000 | 50 | 0 | 0 | 1746599861 | 0 | 0 | 0 | 0 | 0 | 0 | 0 | 0 | 0 | 0.8 | 99999 | 1 | 0 | 1 | 1 | 0 | 0 | 1 | hor | 0 | 0 | 0 | tre | 0 | 0 | 0 | 0 | 1 | 1 | 0 | 0 | 1 | 0 | 0 | 0 | 0 | 0 | 0 | 10 | 10 | 0 | 1.1155 | 1 | 1 | 1 | 1 | 50 | 50 | 50 | 0 | 0.8 | 0 | 0 | 0 | 0.003 | 0.0003 | 100 | 1 | 100 | 100 | 45 | 70 | 70 | 61 | 60 | 0 | 0 | 0.9969 | 3 | 0 | 0 | 1 | 0 | 5 | 4907345 | 0 | 31.5589 | 58.4411 | 4905050 | 12 | 12 | 20 | 0.022627 | 0.1124 | 100 | 0 | 0 | 0.022627 | 0 | 0 | 1 | 1 | -2 | 1 | 3 | 5 | 1 | 0 | -1 | -1 | 0.001 | 0.001 | 0.001 | 20 | 25 | 5 | 4294967294 | [[]] | 5 | 20 | 0 | 1 | 0 | Overhead Line | 0 | -1 | 0 | 1 | 0 | 0.18152 | 1.3091 | 0.03684 | 0.17294
Line193 | Network Model.IntPrjfolder\Network Data.IntPrjfolder\Main Grid.ElmNet\Line193.ElmLne | 0 | Library.IntPrjfolder\Equipment Type Library.IntPrjfolder\20 kV 150A.TypLne | Network Model.IntPrjfolder\Network Data.IntPrjfolder\Main Grid.ElmNet | Network Model.IntPrjfolder\Network Data.IntPrjfolder\Main Grid.ElmNet\Bus130.ElmTerm\Cub_3.StaCubic | Network Model.IntPrjfolder\Network Data.IntPrjfolder\Main Grid.ElmNet\Terminal(25).ElmTerm\Cub_1.StaCubic | 0.016 | 1 | 1 | 0 | 20 | 1 | 0.00336 | 0.0054704 | 0 | 0 | 0.00336 | 0.026955 | 0 | 0 | 1 | 1 | 1 | 1 | 1 | 1 | 1775 | 1746371570 | 0 | -1 | 0 | 0 | 0 | 0 | 0 | 0 | 0 | 0 | 0 | 0 | 0 | 0 | 0 | 0 | 0 | 1000 | 1000 | 1000 | 0 | 0 | 0 | 0 | 0 | 0 | 0 | 0 | 0 | 0 | 0 | 0 | 0 | 0 | 0 | 1 | ["0"] | ["0"] | Line193 | 50 | 0 | 0 | 0 | 0 | 0 | 0 | 1 | 0 | 0 | 0 | 0 | 0 | 0 | 0 | 0 | 0 | D | D | D | B | B | 1 | 1 | 0 | 0 | 100 | 1970-01-01T00:00:00Z | 0 | 0 | Network Model.IntPrjfolder\Network Data.IntPrjfolder\Areas.IntArea\TAMBAK.ElmArea | Network Model.IntPrjfolder\Network Data.IntPrjfolder\Main Grid.ElmNet | Network Model.IntPrjfolder\Network Data.IntPrjfolder\Main Grid.ElmNet | 0 | 0 | 0.008 | 0 | 0 | 0 | 0 | 80 | 0 | 0 | MAN | 0 | 1 | 0 | 0 | 0 | 0 | 50 | 0 | 0 | 0 | 0 | 0 | 0 | 1 | 0 | 0 | 1000000 | 0.001 | 0 | 0 | 0 | 0 | 50 | 100000 | 50 | 0 | 0 | 1746599861 | 0 | 0 | 0 | 0 | 0 | 0 | 0 | 0 | 0 | 0.8 | 99999 | 1 | 0 | 1 | 1 | 0 | 0 | 1 | hor | 0 | 0 | 0 | tre | 0 | 0 | 0 | 0 | 1 | 1 | 0 | 0 | 1 | 0 | 0 | 0 | 0 | 0 | 0 | 10 | 10 | 0 | 1.1155 | 1 | 1 | 1 | 1 | 50 | 50 | 50 | 0 | 0.8 | 0 | 0 | 0 | 0.003 | 0.0003 | 100 | 1 | 100 | 100 | 45 | 70 | 70 | 61 | 60 | 0 | 0 | 0.9969 | 3 | 0 | 0 | 1 | 0 | 5 | 4907373 | 0 | 31.5589 | 58.4411 | 4905050 | 12 | 12 | 20 | 0.00084 | 0.0041724 | 100 | 0 | 0 | 0.00084 | 0 | 0 | 1 | 1 | -2 | 1 | 3 | 5 | 1 | 0 | -1 | -1 | 0.001 | 0.001 | 0.001 | 20 | 25 | 5 | 4294967294 | [[]] | 5 | 20 | 0 | 1 | 0 | Overhead Line | 0 | -1 | 0 | 1 | 0 | 0.0067386 | 1.3091 | 0.0013676 | 0.0064199
Cable SANGKAPURA | Network Model.IntPrjfolder\Network Data.IntPrjfolder\Main Grid.ElmNet\Cable SANGKAPURA.ElmLne | 0 | Library.IntPrjfolder\Equipment Type Library.IntPrjfolder\SANGKAPURA.TypLne | Network Model.IntPrjfolder\Network Data.IntPrjfolder\Main Grid.ElmNet | Network Model.IntPrjfolder\Network Data.IntPrjfolder\Main Grid.ElmNet\Terminal(26).ElmTerm\Cub_2.StaCubic | Network Model.IntPrjfolder\Network Data.IntPrjfolder\Main Grid.ElmNet\Bus186.ElmTerm\Cub_1.StaCubic | 0.034 | 1 | 1 | 0 | 20 | 1 | 0.00901 | 0.003604 | 0 | 0 | 0.02703 | 0.00901 | 0 | 0 | 1 | 1 | 1 | 1 | 1 | 1 | 1775 | 1746411885 | 0 | -1 | 0 | 0 | 0 | 0 | 0 | 0 | 0 | 0 | 0 | 0 | 0 | 0 | 0 | 0 | 0 | 1000 | 1000 | 1000 | 0 | 0 | 0 | 0 | 0 | 0 | 0 | 0 | 0 | 0 | 0 | 1 | 0 | 0 | 0 | 1 | ["0"] | ["0"] | Cable SANGKAPURA | 50 | 0 | 0 | 0 | 0 | 0 | 0 | 1 | 0 | 0 | 0 | 0 | 0 | 0 | 0 | 0 | 0 | D | D | D | B | B | 1 | 1 | 0 | 0 | 100 | 1970-01-01T00:00:00Z | 0 | 0 | Network Model.IntPrjfolder\Network Data.IntPrjfolder\Areas.IntArea\SANGKAPURA.ElmArea | Network Model.IntPrjfolder\Network Data.IntPrjfolder\Main Grid.ElmNet | Network Model.IntPrjfolder\Network Data.IntPrjfolder\Main Grid.ElmNet | 0 | 0 | 0.017 | 0 | 0 | 0 | 0 | 80 | 0 | 0 | MAN | 0 | 1 | 0 | 0 | 0 | 0 | 50 | 0 | 0 | 0 | 0 | 0 | 0 | 1 | 0 | 0 | 1000000 | 0.001 | 0 | 0 | 0 | 0 | 50 | 100000 | 50 | 0 | 0 | 1746599891 | 0 | 0 | 0 | 0 | 0 | 0 | 0 | 0 | 0 | 0.8 | 99999 | 1 | 0 | 1 | 1 | 0 | 0 | 1 | hor | 0 | 0 | 0 | tre | 0 | 0 | 0 | 0 | 1 | 1 | 0 | 0 | 1 | 0 | 0 | 0 | 0 | 0 | 0 | 10 | 10 | 0 | 0.64624 | 1 | 1 | 1 | 1 | 50 | 50 | 50 | 0 | 0.8 | 0 | 0 | 0 | 0.003 | 0.0003 | 100 | 1 | 100 | 100 | 45 | 70 | 70 | 61 | 60 | 0 | 0 | 1.4015 | 3 | 0 | 0 | 1 | 0 | 5 | 4907393 | 0 | -5.1022 | 21.8014 | 4905050 | 12 | 12 | 20 | 0.0067575 | 0.011189 | 100 | 0 | 0.66667 | 0.0022525 | 0 | 0 | 1 | 1 | -2 | 1 | 3 | 5 | 1 | 0 | -1 | -1 | 0.001 | 0.001 | 0.001 | 20 | 25 | 5 | 4294967294 | [[]] | 5 | 20 | 0 | 1 | 0 | Cable | 0 | -1 | 0 | 1 | 0 | 0.0022525 | 0.5 | 0.000901 | 0.0097041
Line82 | Network Model.IntPrjfolder\Network Data.IntPrjfolder\Main Grid.ElmNet\Line82.ElmLne | 0 | Library.IntPrjfolder\Equipment Type Library.IntPrjfolder\20kV 150B.TypLne | Network Model.IntPrjfolder\Network Data.IntPrjfolder\Main Grid.ElmNet | Network Model.IntPrjfolder\Network Data.IntPrjfolder\Main Grid.ElmNet\Bus186.ElmTerm\Cub_2.StaCubic | Network Model.IntPrjfolder\Network Data.IntPrjfolder\Main Grid.ElmNet\Bus311.ElmTerm\Cub_1.StaCubic | 1.816 | 1 | 1 | 0 | 20 | 1 | 0.4086 | 0.66135 | 0 | 0 | 0.67083 | 3.1005 | 0 | 0 | 1 | 1 | 1 | 1 | 1 | 1 | 1775 | 1746412013 | 0 | -1 | 0 | 0 | 0 | 0 | 0 | 0 | 0 | 0 | 0 | 0 | 0 | 0 | 0 | 0 | 0 | 1000 | 1000 | 1000 | 0 | 0 | 0 | 0 | 0 | 0 | 0 | 0 | 0 | 0 | 0 | 1 | 0 | 0 | 0 | 1 | ["0"] | ["0"] | Line82 | 50 | 0 | 0 | 0 | 0 | 0 | 0 | 1 | 0 | 0 | 0 | 0 | 0 | 0 | 0 | 0 | 0 | D | D | D | B | B | 1 | 1 | 0 | 0 | 100 | 1970-01-01T00:00:00Z | 0 | 0 | Network Model.IntPrjfolder\Network Data.IntPrjfolder\Areas.IntArea\SANGKAPURA.ElmArea | Network Model.IntPrjfolder\Network Data.IntPrjfolder\Main Grid.ElmNet | Network Model.IntPrjfolder\Network Data.IntPrjfolder\Main Grid.ElmNet | 0 | 0 | 0.908 | 0 | 0 | 0 | 0 | 80 | 0 | 0 | MAN | 0 | 1 | 0 | 0 | 0 | 0 | 50 | 0 | 0 | 0 | 0 | 0 | 0 | 1 | 0 | 0 | 1000000 | 0.001 | 0 | 0 | 0 | 0 | 50 | 100000 | 50 | 0 | 0 | 1746599891 | 0 | 0 | 0 | 0 | 0 | 0 | 0 | 0 | 0 | 0.8 | 99999 | 1 | 0 | 1 | 1 | 0 | 0 | 1 | hor | 0 | 0 | 0 | tre | 0 | 0 | 0 | 0 | 1 | 1 | 0 | 0 | 1 | 0 | 0 | 0 | 0 | 0 | 0 | 10 | 10 | 0 | 1.0519 | 1 | 1 | 1 | 1 | 50 | 50 | 50 | 0 | 0.8 | 0 | 0 | 0 | 0.003 | 0.0003 | 100 | 1 | 100 | 100 | 45 | 70 | 70 | 61 | 60 | 0 | 0 | 0.93441 | 3 | 0 | 0 | 1 | 0 | 5 | 4907404 | 0 | 25.5727 | 58.2911 | 4905050 | 12 | 12 | 20 | 0.16771 | 0.5074 | 100 | 0 | 0.21393 | 0.10215 | 0 | 0 | 1 | 1 | -2 | 1 | 3 | 5 | 1 | 0 | -1 | -1 | 0.001 | 0.001 | 0.001 | 20 | 25 | 5 | 4294967294 | [[]] | 5 | 20 | 0 | 1 | 0 | Cable | 0 | -1 | 0 | 1 | 0 | 0.77513 | 1.2294 | 0.16534 | 0.77739
Line197 | Network Model.IntPrjfolder\Network Data.IntPrjfolder\Main Grid.ElmNet\Line197.ElmLne | 0 | Library.IntPrjfolder\Equipment Type Library.IntPrjfolder\20kV 150B.TypLne | Network Model.IntPrjfolder\Network Data.IntPrjfolder\Main Grid.ElmNet | Network Model.IntPrjfolder\Network Data.IntPrjfolder\Main Grid.ElmNet\Bus311.ElmTerm\Cub_3.StaCubic | Network Model.IntPrjfolder\Network Data.IntPrjfolder\Main Grid.ElmNet\Bus48.ElmTerm\Cub_1.StaCubic | 0.457 | 1 | 1 | 0 | 20 | 1 | 0.10282 | 0.16643 | 0 | 0 | 0.16882 | 0.78025 | 0 | 0 | 1 | 1 | 1 | 1 | 1 | 1 | 1775 | 1746412139 | 0 | -1 | 0 | 0 | 0 | 0 | 0 | 0 | 0 | 0 | 0 | 0 | 0 | 0 | 0 | 0 | 0 | 1000 | 1000 | 1000 | 0 | 0 | 0 | 0 | 0 | 0 | 0 | 0 | 0 | 0 | 0 | 1 | 0 | 0 | 0 | 1 | ["0"] | ["0"] | Line197 | 50 | 0 | 0 | 0 | 0 | 0 | 0 | 1 | 0 | 0 | 0 | 0 | 0 | 0 | 0 | 0 | 0 | D | D | D | B | B | 1 | 1 | 0 | 0 | 100 | 1970-01-01T00:00:00Z | 0 | 0 | Network Model.IntPrjfolder\Network Data.IntPrjfolder\Areas.IntArea\SANGKAPURA.ElmArea | Network Model.IntPrjfolder\Network Data.IntPrjfolder\Main Grid.ElmNet | Network Model.IntPrjfolder\Network Data.IntPrjfolder\Main Grid.ElmNet | 0 | 0 | 0.2285 | 0 | 0 | 0 | 0 | 80 | 0 | 0 | MAN | 0 | 1 | 0 | 0 | 0 | 0 | 50 | 0 | 0 | 0 | 0 | 0 | 0 | 1 | 0 | 0 | 1000000 | 0.001 | 0 | 0 | 0 | 0 | 50 | 100000 | 50 | 0 | 0 | 1746599891 | 0 | 0 | 0 | 0 | 0 | 0 | 0 | 0 | 0 | 0.8 | 99999 | 1 | 0 | 1 | 1 | 0 | 0 | 1 | hor | 0 | 0 | 0 | tre | 0 | 0 | 0 | 0 | 1 | 1 | 0 | 0 | 1 | 0 | 0 | 0 | 0 | 0 | 0 | 10 | 10 | 0 | 1.0519 | 1 | 1 | 1 | 1 | 50 | 50 | 50 | 0 | 0.8 | 0 | 0 | 0 | 0.003 | 0.0003 | 100 | 1 | 100 | 100 | 45 | 70 | 70 | 61 | 60 | 0 | 0 | 0.93441 | 3 | 0 | 0 | 1 | 0 | 5 | 4907430 | 0 | 25.5727 | 58.2911 | 4905050 | 12 | 12 | 20 | 0.042204 | 0.12769 | 100 | 0 | 0.21393 | 0.025706 | 0 | 0 | 1 | 1 | -2 | 1 | 3 | 5 | 1 | 0 | -1 | -1 | 0.001 | 0.001 | 0.001 | 20 | 25 | 5 | 4294967294 | [[]] | 5 | 20 | 0 | 1 | 0 | Cable | 0 | -1 | 0 | 1 | 0 | 0.19506 | 1.2294 | 0.041608 | 0.19563
Line63 | Network Model.IntPrjfolder\Network Data.IntPrjfolder\Main Grid.ElmNet\Line63.ElmLne | 0 | Library.IntPrjfolder\Equipment Type Library.IntPrjfolder\20kV 150B.TypLne | Network Model.IntPrjfolder\Network Data.IntPrjfolder\Main Grid.ElmNet | Network Model.IntPrjfolder\Network Data.IntPrjfolder\Main Grid.ElmNet\Bus48.ElmTerm\Cub_2.StaCubic | Network Model.IntPrjfolder\Network Data.IntPrjfolder\Main Grid.ElmNet\Bus150.ElmTerm\Cub_1.StaCubic | 0.998 | 1 | 1 | 0 | 20 | 1 | 0.22455 | 0.36345 | 0 | 0 | 0.36866 | 1.7039 | 0 | 0 | 1 | 1 | 1 | 1 | 1 | 1 | 1775 | 1746412245 | 0 | -1 | 0 | 0 | 0 | 0 | 0 | 0 | 0 | 0 | 0 | 0 | 0 | 0 | 0 | 0 | 0 | 1000 | 1000 | 1000 | 0 | 0 | 0 | 0 | 0 | 0 | 0 | 0 | 0 | 0 | 0 | 1 | 0 | 0 | 0 | 1 | ["0"] | ["0"] | Line63 | 50 | 0 | 0 | 0 | 0 | 0 | 0 | 1 | 0 | 0 | 0 | 0 | 0 | 0 | 0 | 0 | 0 | D | D | D | B | B | 1 | 1 | 0 | 0 | 100 | 1970-01-01T00:00:00Z | 0 | 0 | Network Model.IntPrjfolder\Network Data.IntPrjfolder\Areas.IntArea\SANGKAPURA.ElmArea | Network Model.IntPrjfolder\Network Data.IntPrjfolder\Main Grid.ElmNet | Network Model.IntPrjfolder\Network Data.IntPrjfolder\Main Grid.ElmNet | 0 | 0 | 0.499 | 0 | 0 | 0 | 0 | 80 | 0 | 0 | MAN | 0 | 1 | 0 | 0 | 0 | 0 | 50 | 0 | 0 | 0 | 0 | 0 | 0 | 1 | 0 | 0 | 1000000 | 0.001 | 0 | 0 | 0 | 0 | 50 | 100000 | 50 | 0 | 0 | 1746599891 | 0 | 0 | 0 | 0 | 0 | 0 | 0 | 0 | 0 | 0.8 | 99999 | 1 | 0 | 1 | 1 | 0 | 0 | 1 | hor | 0 | 0 | 0 | tre | 0 | 0 | 0 | 0 | 1 | 1 | 0 | 0 | 1 | 0 | 0 | 0 | 0 | 0 | 0 | 10 | 10 | 0 | 1.0519 | 1 | 1 | 1 | 1 | 50 | 50 | 50 | 0 | 0.8 | 0 | 0 | 0 | 0.003 | 0.0003 | 100 | 1 | 100 | 100 | 45 | 70 | 70 | 61 | 60 | 0 | 0 | 0.93441 | 3 | 0 | 0 | 1 | 0 | 5 | 4907444 | 0 | 25.5727 | 58.2911 | 4905050 | 12 | 12 | 20 | 0.092165 | 0.27885 | 100 | 0 | 0.21393 | 0.056137 | 0 | 0 | 1 | 1 | -2 | 1 | 3 | 5 | 1 | 0 | -1 | -1 | 0.001 | 0.001 | 0.001 | 20 | 25 | 5 | 4294967294 | [[]] | 5 | 20 | 0 | 1 | 0 | Cable | 0 | -1 | 0 | 1 | 0 | 0.42598 | 1.2294 | 0.090863 | 0.42722
Line199 | Network Model.IntPrjfolder\Network Data.IntPrjfolder\Main Grid.ElmNet\Line199.ElmLne | 0 | Library.IntPrjfolder\Equipment Type Library.IntPrjfolder\20kV 150B.TypLne | Network Model.IntPrjfolder\Network Data.IntPrjfolder\Main Grid.ElmNet | Network Model.IntPrjfolder\Network Data.IntPrjfolder\Main Grid.ElmNet\Bus314.ElmTerm\Cub_1.StaCubic | Network Model.IntPrjfolder\Network Data.IntPrjfolder\Main Grid.ElmNet\Bus48.ElmTerm\Cub_3.StaCubic | 0.935 | 1 | 1 | 0 | 20 | 1 | 0.21037 | 0.34051 | 0 | 0 | 0.34539 | 1.5964 | 0 | 0 | 1 | 1 | 1 | 1 | 1 | 1 | 1775 | 1746412458 | 0 | -1 | 0 | 0 | 0 | 0 | 0 | 0 | 0 | 0 | 0 | 0 | 0 | 0 | 0 | 0 | 0 | 1000 | 1000 | 1000 | 0 | 0 | 0 | 0 | 0 | 0 | 0 | 0 | 0 | 0 | 0 | 1 | 0 | 0 | 0 | 1 | ["0"] | ["0"] | Line199 | 50 | 0 | 0 | 0 | 0 | 0 | 0 | 1 | 0 | 0 | 0 | 0 | 0 | 0 | 0 | 0 | 0 | D | D | D | B | B | 1 | 1 | 0 | 0 | 100 | 1970-01-01T00:00:00Z | 0 | 0 | Network Model.IntPrjfolder\Network Data.IntPrjfolder\Areas.IntArea\SANGKAPURA.ElmArea | Network Model.IntPrjfolder\Network Data.IntPrjfolder\Main Grid.ElmNet | Network Model.IntPrjfolder\Network Data.IntPrjfolder\Main Grid.ElmNet | 0 | 0 | 0.4675 | 0 | 0 | 0 | 0 | 80 | 0 | 0 | MAN | 0 | 1 | 0 | 0 | 0 | 0 | 50 | 0 | 0 | 0 | 0 | 0 | 0 | 1 | 0 | 0 | 1000000 | 0.001 | 0 | 0 | 0 | 0 | 50 | 100000 | 50 | 0 | 0 | 1746599891 | 0 | 0 | 0 | 0 | 0 | 0 | 0 | 0 | 0 | 0.8 | 99999 | 1 | 0 | 1 | 1 | 0 | 0 | 1 | hor | 0 | 0 | 0 | tre | 0 | 0 | 0 | 0 | 1 | 1 | 0 | 0 | 1 | 0 | 0 | 0 | 0 | 0 | 0 | 10 | 10 | 0 | 1.0519 | 1 | 1 | 1 | 1 | 50 | 50 | 50 | 0 | 0.8 | 0 | 0 | 0 | 0.003 | 0.0003 | 100 | 1 | 100 | 100 | 45 | 70 | 70 | 61 | 60 | 0 | 0 | 0.93441 | 3 | 0 | 0 | 1 | 0 | 5 | 4907483 | 0 | 25.5727 | 58.2911 | 4905050 | 12 | 12 | 20 | 0.086347 | 0.26124 | 100 | 0 | 0.21393 | 0.052594 | 0 | 0 | 1 | 1 | -2 | 1 | 3 | 5 | 1 | 0 | -1 | -1 | 0.001 | 0.001 | 0.001 | 20 | 25 | 5 | 4294967294 | [[]] | 5 | 20 | 0 | 1 | 0 | Cable | 0 | -1 | 0 | 1 | 0 | 0.39909 | 1.2294 | 0.085127 | 0.40025
Line65 | Network Model.IntPrjfolder\Network Data.IntPrjfolder\Main Grid.ElmNet\Line65.ElmLne | 0 | Library.IntPrjfolder\Equipment Type Library.IntPrjfolder\20kV 150B.TypLne | Network Model.IntPrjfolder\Network Data.IntPrjfolder\Main Grid.ElmNet | Network Model.IntPrjfolder\Network Data.IntPrjfolder\Main Grid.ElmNet\Terminal(29).ElmTerm\Cub_1.StaCubic | Network Model.IntPrjfolder\Network Data.IntPrjfolder\Main Grid.ElmNet\Bus48.ElmTerm\Cub_4.StaCubic | 0.282 | 1 | 1 | 0 | 20 | 1 | 0.06345 | 0.1027 | 0 | 0 | 0.10417 | 0.48147 | 0 | 0 | 1 | 1 | 1 | 1 | 1 | 1 | 1775 | 1746412528 | 0 | -1 | 0 | 0 | 0 | 0 | 0 | 0 | 0 | 0 | 0 | 0 | 0 | 0 | 0 | 0 | 0 | 1000 | 1000 | 1000 | 0 | 0 | 0 | 0 | 0 | 0 | 0 | 0 | 0 | 0 | 0 | 1 | 0 | 0 | 0 | 1 | ["0"] | ["0"] | Line65 | 50 | 0 | 0 | 0 | 0 | 0 | 0 | 1 | 0 | 0 | 0 | 0 | 0 | 0 | 0 | 0 | 0 | D | D | D | B | B | 1 | 1 | 0 | 0 | 100 | 1970-01-01T00:00:00Z | 0 | 0 | Network Model.IntPrjfolder\Network Data.IntPrjfolder\Areas.IntArea\SANGKAPURA.ElmArea | Network Model.IntPrjfolder\Network Data.IntPrjfolder\Main Grid.ElmNet | Network Model.IntPrjfolder\Network Data.IntPrjfolder\Main Grid.ElmNet | 0 | 0 | 0.141 | 0 | 0 | 0 | 0 | 80 | 0 | 0 | MAN | 0 | 1 | 0 | 0 | 0 | 0 | 50 | 0 | 0 | 0 | 0 | 0 | 0 | 1 | 0 | 0 | 1000000 | 0.001 | 0 | 0 | 0 | 0 | 50 | 100000 | 50 | 0 | 0 | 1746599891 | 0 | 0 | 0 | 0 | 0 | 0 | 0 | 0 | 0 | 0.8 | 99999 | 1 | 0 | 1 | 1 | 0 | 0 | 1 | hor | 0 | 0 | 0 | tre | 0 | 0 | 0 | 0 | 1 | 1 | 0 | 0 | 1 | 0 | 0 | 0 | 0 | 0 | 0 | 10 | 10 | 0 | 1.0519 | 1 | 1 | 1 | 1 | 50 | 50 | 50 | 0 | 0.8 | 0 | 0 | 0 | 0.003 | 0.0003 | 100 | 1 | 100 | 100 | 45 | 70 | 70 | 61 | 60 | 0 | 0 | 0.93441 | 3 | 0 | 0 | 1 | 0 | 5 | 4907507 | 0 | 25.5727 | 58.2911 | 4905050 | 12 | 12 | 20 | 0.026043 | 0.078792 | 100 | 0 | 0.21393 | 0.015863 | 0 | 0 | 1 | 1 | -2 | 1 | 3 | 5 | 1 | 0 | -1 | -1 | 0.001 | 0.001 | 0.001 | 20 | 25 | 5 | 4294967294 | [[]] | 5 | 20 | 0 | 1 | 0 | Cable | 0 | -1 | 0 | 1 | 0 | 0.12037 | 1.2294 | 0.025675 | 0.12072
Line201 | Network Model.IntPrjfolder\Network Data.IntPrjfolder\Main Grid.ElmNet\Line201.ElmLne | 0 | Library.IntPrjfolder\Equipment Type Library.IntPrjfolder\20kV 150B.TypLne | Network Model.IntPrjfolder\Network Data.IntPrjfolder\Main Grid.ElmNet | Network Model.IntPrjfolder\Network Data.IntPrjfolder\Main Grid.ElmNet\Bus315.ElmTerm\Cub_2.StaCubic | Network Model.IntPrjfolder\Network Data.IntPrjfolder\Main Grid.ElmNet\Bus155.ElmTerm\Cub_1.StaCubic | 0.081 | 1 | 1 | 0 | 20 | 1 | 0.018225 | 0.029499 | 0 | 0 | 0.029921 | 0.13829 | 0 | 0 | 1 | 1 | 1 | 1 | 1 | 1 | 1775 | 1746412681 | 0 | -1 | 0 | 0 | 0 | 0 | 0 | 0 | 0 | 0 | 0 | 0 | 0 | 0 | 0 | 0 | 0 | 1000 | 1000 | 1000 | 0 | 0 | 0 | 0 | 0 | 0 | 0 | 0 | 0 | 0 | 0 | 1 | 0 | 0 | 0 | 1 | ["0"] | ["0"] | Line201 | 50 | 0 | 0 | 0 | 0 | 0 | 0 | 1 | 0 | 0 | 0 | 0 | 0 | 0 | 0 | 0 | 0 | D | D | D | B | B | 1 | 1 | 0 | 0 | 100 | 1970-01-01T00:00:00Z | 0 | 0 | Network Model.IntPrjfolder\Network Data.IntPrjfolder\Areas.IntArea\SANGKAPURA.ElmArea | Network Model.IntPrjfolder\Network Data.IntPrjfolder\Main Grid.ElmNet | Network Model.IntPrjfolder\Network Data.IntPrjfolder\Main Grid.ElmNet | 0 | 0 | 0.0405 | 0 | 0 | 0 | 0 | 80 | 0 | 0 | MAN | 0 | 1 | 0 | 0 | 0 | 0 | 50 | 0 | 0 | 0 | 0 | 0 | 0 | 1 | 0 | 0 | 1000000 | 0.001 | 0 | 0 | 0 | 0 | 50 | 100000 | 50 | 0 | 0 | 1746599891 | 0 | 0 | 0 | 0 | 0 | 0 | 0 | 0 | 0 | 0.8 | 99999 | 1 | 0 | 1 | 1 | 0 | 0 | 1 | hor | 0 | 0 | 0 | tre | 0 | 0 | 0 | 0 | 1 | 1 | 0 | 0 | 1 | 0 | 0 | 0 | 0 | 0 | 0 | 10 | 10 | 0 | 1.0519 | 1 | 1 | 1 | 1 | 50 | 50 | 50 | 0 | 0.8 | 0 | 0 | 0 | 0.003 | 0.0003 | 100 | 1 | 100 | 100 | 45 | 70 | 70 | 61 | 60 | 0 | 0 | 0.93441 | 3 | 0 | 0 | 1 | 0 | 5 | 4907526 | 0 | 25.5727 | 58.2911 | 4905050 | 12 | 12 | 20 | 0.0074803 | 0.022632 | 100 | 0 | 0.21393 | 0.0045562 | 0 | 0 | 1 | 1 | -2 | 1 | 3 | 5 | 1 | 0 | -1 | -1 | 0.001 | 0.001 | 0.001 | 20 | 25 | 5 | 4294967294 | [[]] | 5 | 20 | 0 | 1 | 0 | Cable | 0 | -1 | 0 | 1 | 0 | 0.034574 | 1.2294 | 0.0073746 | 0.034674
Line203 | Network Model.IntPrjfolder\Network Data.IntPrjfolder\Main Grid.ElmNet\Line203.ElmLne | 0 | Library.IntPrjfolder\Equipment Type Library.IntPrjfolder\20kV 150B.TypLne | Network Model.IntPrjfolder\Network Data.IntPrjfolder\Main Grid.ElmNet | Network Model.IntPrjfolder\Network Data.IntPrjfolder\Main Grid.ElmNet\Bus155.ElmTerm\Cub_2.StaCubic | Network Model.IntPrjfolder\Network Data.IntPrjfolder\Main Grid.ElmNet\Bus316.ElmTerm\Cub_1.StaCubic | 0.579 | 1 | 1 | 0 | 20 | 1 | 0.13027 | 0.21086 | 0 | 0 | 0.21388 | 0.98855 | 0 | 0 | 1 | 1 | 1 | 1 | 1 | 1 | 1775 | 1746412780 | 0 | -1 | 0 | 0 | 0 | 0 | 0 | 0 | 0 | 0 | 0 | 0 | 0 | 0 | 0 | 0 | 0 | 1000 | 1000 | 1000 | 0 | 0 | 0 | 0 | 0 | 0 | 0 | 0 | 0 | 0 | 0 | 1 | 0 | 0 | 0 | 1 | ["0"] | ["0"] | Line203 | 50 | 0 | 0 | 0 | 0 | 0 | 0 | 1 | 0 | 0 | 0 | 0 | 0 | 0 | 0 | 0 | 0 | D | D | D | B | B | 1 | 1 | 0 | 0 | 100 | 1970-01-01T00:00:00Z | 0 | 0 | Network Model.IntPrjfolder\Network Data.IntPrjfolder\Areas.IntArea\SANGKAPURA.ElmArea | Network Model.IntPrjfolder\Network Data.IntPrjfolder\Main Grid.ElmNet | Network Model.IntPrjfolder\Network Data.IntPrjfolder\Main Grid.ElmNet | 0 | 0 | 0.2895 | 0 | 0 | 0 | 0 | 80 | 0 | 0 | MAN | 0 | 1 | 0 | 0 | 0 | 0 | 50 | 0 | 0 | 0 | 0 | 0 | 0 | 1 | 0 | 0 | 1000000 | 0.001 | 0 | 0 | 0 | 0 | 50 | 100000 | 50 | 0 | 0 | 1746599891 | 0 | 0 | 0 | 0 | 0 | 0 | 0 | 0 | 0 | 0.8 | 99999 | 1 | 0 | 1 | 1 | 0 | 0 | 1 | hor | 0 | 0 | 0 | tre | 0 | 0 | 0 | 0 | 1 | 1 | 0 | 0 | 1 | 0 | 0 | 0 | 0 | 0 | 0 | 10 | 10 | 0 | 1.0519 | 1 | 1 | 1 | 1 | 50 | 50 | 50 | 0 | 0.8 | 0 | 0 | 0 | 0.003 | 0.0003 | 100 | 1 | 100 | 100 | 45 | 70 | 70 | 61 | 60 | 0 | 0 | 0.93441 | 3 | 0 | 0 | 1 | 0 | 5 | 4907538 | 0 | 25.5727 | 58.2911 | 4905050 | 12 | 12 | 20 | 0.053471 | 0.16178 | 100 | 0 | 0.21393 | 0.032569 | 0 | 0 | 1 | 1 | -2 | 1 | 3 | 5 | 1 | 0 | -1 | -1 | 0.001 | 0.001 | 0.001 | 20 | 25 | 5 | 4294967294 | [[]] | 5 | 20 | 0 | 1 | 0 | Cable | 0 | -1 | 0 | 1 | 0 | 0.24714 | 1.2294 | 0.052715 | 0.24786
Line205 | Network Model.IntPrjfolder\Network Data.IntPrjfolder\Main Grid.ElmNet\Line205.ElmLne | 0 | Library.IntPrjfolder\Equipment Type Library.IntPrjfolder\20kV 150B.TypLne | Network Model.IntPrjfolder\Network Data.IntPrjfolder\Main Grid.ElmNet | Network Model.IntPrjfolder\Network Data.IntPrjfolder\Main Grid.ElmNet\Bus316.ElmTerm\Cub_2.StaCubic | Network Model.IntPrjfolder\Network Data.IntPrjfolder\Main Grid.ElmNet\Bus319.ElmTerm\Cub_1.StaCubic | 0.578 | 1 | 1 | 0 | 20 | 1 | 0.13005 | 0.2105 | 0 | 0 | 0.21351 | 0.98684 | 0 | 0 | 1 | 1 | 1 | 1 | 1 | 1 | 1775 | 1746412781 | 0 | -1 | 0 | 0 | 0 | 0 | 0 | 0 | 0 | 0 | 0 | 0 | 0 | 0 | 0 | 0 | 0 | 1000 | 1000 | 1000 | 0 | 0 | 0 | 0 | 0 | 0 | 0 | 0 | 0 | 0 | 0 | 1 | 0 | 0 | 0 | 1 | ["0"] | ["0"] | Line205 | 50 | 0 | 0 | 0 | 0 | 0 | 0 | 1 | 0 | 0 | 0 | 0 | 0 | 0 | 0 | 0 | 0 | D | D | D | B | B | 1 | 1 | 0 | 0 | 100 | 1970-01-01T00:00:00Z | 0 | 0 | Network Model.IntPrjfolder\Network Data.IntPrjfolder\Areas.IntArea\SANGKAPURA.ElmArea | Network Model.IntPrjfolder\Network Data.IntPrjfolder\Main Grid.ElmNet | Network Model.IntPrjfolder\Network Data.IntPrjfolder\Main Grid.ElmNet | 0 | 0 | 0.289 | 0 | 0 | 0 | 0 | 80 | 0 | 0 | MAN | 0 | 1 | 0 | 0 | 0 | 0 | 50 | 0 | 0 | 0 | 0 | 0 | 0 | 1 | 0 | 0 | 1000000 | 0.001 | 0 | 0 | 0 | 0 | 50 | 100000 | 50 | 0 | 0 | 1746599891 | 0 | 0 | 0 | 0 | 0 | 0 | 0 | 0 | 0 | 0.8 | 99999 | 1 | 0 | 1 | 1 | 0 | 0 | 1 | hor | 0 | 0 | 0 | tre | 0 | 0 | 0 | 0 | 1 | 1 | 0 | 0 | 1 | 0 | 0 | 0 | 0 | 0 | 0 | 10 | 10 | 0 | 1.0519 | 1 | 1 | 1 | 1 | 50 | 50 | 50 | 0 | 0.8 | 0 | 0 | 0 | 0.003 | 0.0003 | 100 | 1 | 100 | 100 | 45 | 70 | 70 | 61 | 60 | 0 | 0 | 0.93441 | 3 | 0 | 0 | 1 | 0 | 5 | 4907545 | 0 | 25.5727 | 58.2911 | 4905050 | 12 | 12 | 20 | 0.053378 | 0.1615 | 100 | 0 | 0.21393 | 0.032513 | 0 | 0 | 1 | 1 | -2 | 1 | 3 | 5 | 1 | 0 | -1 | -1 | 0.001 | 0.001 | 0.001 | 20 | 25 | 5 | 4294967294 | [[]] | 5 | 20 | 0 | 1 | 0 | Cable | 0 | -1 | 0 | 1 | 0 | 0.24671 | 1.2294 | 0.052624 | 0.24743
Line66 | Network Model.IntPrjfolder\Network Data.IntPrjfolder\Main Grid.ElmNet\Line66.ElmLne | 0 | Library.IntPrjfolder\Equipment Type Library.IntPrjfolder\20kV 150B.TypLne | Network Model.IntPrjfolder\Network Data.IntPrjfolder\Main Grid.ElmNet | Network Model.IntPrjfolder\Network Data.IntPrjfolder\Main Grid.ElmNet\Bus155.ElmTerm\Cub_3.StaCubic | Network Model.IntPrjfolder\Network Data.IntPrjfolder\Main Grid.ElmNet\Terminal(30).ElmTerm\Cub_1.StaCubic | 0.23 | 1 | 1 | 0 | 20 | 1 | 0.05175 | 0.083761 | 0 | 0 | 0.084962 | 0.39269 | 0 | 0 | 1 | 1 | 1 | 1 | 1 | 1 | 1775 | 1746412887 | 0 | -1 | 0 | 0 | 0 | 0 | 0 | 0 | 0 | 0 | 0 | 0 | 0 | 0 | 0 | 0 | 0 | 1000 | 1000 | 1000 | 0 | 0 | 0 | 0 | 0 | 0 | 0 | 0 | 0 | 0 | 0 | 1 | 0 | 0 | 0 | 1 | ["0"] | ["0"] | Line66 | 50 | 0 | 0 | 0 | 0 | 0 | 0 | 1 | 0 | 0 | 0 | 0 | 0 | 0 | 0 | 0 | 0 | D | D | D | B | B | 1 | 1 | 0 | 0 | 100 | 1970-01-01T00:00:00Z | 0 | 0 | Network Model.IntPrjfolder\Network Data.IntPrjfolder\Areas.IntArea\SANGKAPURA.ElmArea | Network Model.IntPrjfolder\Network Data.IntPrjfolder\Main Grid.ElmNet | Network Model.IntPrjfolder\Network Data.IntPrjfolder\Main Grid.ElmNet | 0 | 0 | 0.115 | 0 | 0 | 0 | 0 | 80 | 0 | 0 | MAN | 0 | 1 | 0 | 0 | 0 | 0 | 50 | 0 | 0 | 0 | 0 | 0 | 0 | 1 | 0 | 0 | 1000000 | 0.001 | 0 | 0 | 0 | 0 | 50 | 100000 | 50 | 0 | 0 | 1746599891 | 0 | 0 | 0 | 0 | 0 | 0 | 0 | 0 | 0 | 0.8 | 99999 | 1 | 0 | 1 | 1 | 0 | 0 | 1 | hor | 0 | 0 | 0 | tre | 0 | 0 | 0 | 0 | 1 | 1 | 0 | 0 | 1 | 0 | 0 | 0 | 0 | 0 | 0 | 10 | 10 | 0 | 1.0519 | 1 | 1 | 1 | 1 | 50 | 50 | 50 | 0 | 0.8 | 0 | 0 | 0 | 0.003 | 0.0003 | 100 | 1 | 100 | 100 | 45 | 70 | 70 | 61 | 60 | 0 | 0 | 0.93441 | 3 | 0 | 0 | 1 | 0 | 5 | 4907583 | 0 | 25.5727 | 58.2911 | 4905050 | 12 | 12 | 20 | 0.021241 | 0.064263 | 100 | 0 | 0.21393 | 0.012938 | 0 | 0 | 1 | 1 | -2 | 1 | 3 | 5 | 1 | 0 | -1 | -1 | 0.001 | 0.001 | 0.001 | 20 | 25 | 5 | 4294967294 | [[]] | 5 | 20 | 0 | 1 | 0 | Cable | 0 | -1 | 0 | 1 | 0 | 0.098172 | 1.2294 | 0.02094 | 0.098458
Line207 | Network Model.IntPrjfolder\Network Data.IntPrjfolder\Main Grid.ElmNet\Line207.ElmLne | 0 | Library.IntPrjfolder\Equipment Type Library.IntPrjfolder\20kV 150B.TypLne | Network Model.IntPrjfolder\Network Data.IntPrjfolder\Main Grid.ElmNet | Network Model.IntPrjfolder\Network Data.IntPrjfolder\Main Grid.ElmNet\Terminal(30).ElmTerm\Cub_2.StaCubic | Network Model.IntPrjfolder\Network Data.IntPrjfolder\Main Grid.ElmNet\Bus157.ElmTerm\Cub_1.StaCubic | 0.558 | 1 | 1 | 0 | 20 | 1 | 0.12555 | 0.20321 | 0 | 0 | 0.20613 | 0.9527 | 0 | 0 | 1 | 1 | 1 | 1 | 1 | 1 | 1775 | 1746412987 | 0 | -1 | 0 | 0 | 0 | 0 | 0 | 0 | 0 | 0 | 0 | 0 | 0 | 0 | 0 | 0 | 0 | 1000 | 1000 | 1000 | 0 | 0 | 0 | 0 | 0 | 0 | 0 | 0 | 0 | 0 | 0 | 1 | 0 | 0 | 0 | 1 | ["0"] | ["0"] | Line207 | 50 | 0 | 0 | 0 | 0 | 0 | 0 | 1 | 0 | 0 | 0 | 0 | 0 | 0 | 0 | 0 | 0 | D | D | D | B | B | 1 | 1 | 0 | 0 | 100 | 1970-01-01T00:00:00Z | 0 | 0 | Network Model.IntPrjfolder\Network Data.IntPrjfolder\Areas.IntArea\SANGKAPURA.ElmArea | Network Model.IntPrjfolder\Network Data.IntPrjfolder\Main Grid.ElmNet | Network Model.IntPrjfolder\Network Data.IntPrjfolder\Main Grid.ElmNet | 0 | 0 | 0.279 | 0 | 0 | 0 | 0 | 80 | 0 | 0 | MAN | 0 | 1 | 0 | 0 | 0 | 0 | 50 | 0 | 0 | 0 | 0 | 0 | 0 | 1 | 0 | 0 | 1000000 | 0.001 | 0 | 0 | 0 | 0 | 50 | 100000 | 50 | 0 | 0 | 1746599891 | 0 | 0 | 0 | 0 | 0 | 0 | 0 | 0 | 0 | 0.8 | 99999 | 1 | 0 | 1 | 1 | 0 | 0 | 1 | hor | 0 | 0 | 0 | tre | 0 | 0 | 0 | 0 | 1 | 1 | 0 | 0 | 1 | 0 | 0 | 0 | 0 | 0 | 0 | 10 | 10 | 0 | 1.0519 | 1 | 1 | 1 | 1 | 50 | 50 | 50 | 0 | 0.8 | 0 | 0 | 0 | 0.003 | 0.0003 | 100 | 1 | 100 | 100 | 45 | 70 | 70 | 61 | 60 | 0 | 0 | 0.93441 | 3 | 0 | 0 | 1 | 0 | 5 | 4907602 | 0 | 25.5727 | 58.2911 | 4905050 | 12 | 12 | 20 | 0.051531 | 0.15591 | 100 | 0 | 0.21393 | 0.031388 | 0 | 0 | 1 | 1 | -2 | 1 | 3 | 5 | 1 | 0 | -1 | -1 | 0.001 | 0.001 | 0.001 | 20 | 25 | 5 | 4294967294 | [[]] | 5 | 20 | 0 | 1 | 0 | Cable | 0 | -1 | 0 | 1 | 0 | 0.23817 | 1.2294 | 0.050803 | 0.23887
Line67 | Network Model.IntPrjfolder\Network Data.IntPrjfolder\Main Grid.ElmNet\Line67.ElmLne | 0 | Library.IntPrjfolder\Equipment Type Library.IntPrjfolder\20kV 150B.TypLne | Network Model.IntPrjfolder\Network Data.IntPrjfolder\Main Grid.ElmNet | Network Model.IntPrjfolder\Network Data.IntPrjfolder\Main Grid.ElmNet\Bus157.ElmTerm\Cub_3.StaCubic | Network Model.IntPrjfolder\Network Data.IntPrjfolder\Main Grid.ElmNet\Bus159.ElmTerm\Cub_1.StaCubic | 0.228 | 1 | 1 | 0 | 20 | 1 | 0.0513 | 0.083033 | 0 | 0 | 0.084223 | 0.38927 | 0 | 0 | 1 | 1 | 1 | 1 | 1 | 1 | 1775 | 1746413064 | 0 | -1 | 0 | 0 | 0 | 0 | 0 | 0 | 0 | 0 | 0 | 0 | 0 | 0 | 0 | 0 | 0 | 1000 | 1000 | 1000 | 0 | 0 | 0 | 0 | 0 | 0 | 0 | 0 | 0 | 0 | 0 | 1 | 0 | 0 | 0 | 1 | ["0"] | ["0"] | Line67 | 50 | 0 | 0 | 0 | 0 | 0 | 0 | 1 | 0 | 0 | 0 | 0 | 0 | 0 | 0 | 0 | 0 | D | D | D | B | B | 1 | 1 | 0 | 0 | 100 | 1970-01-01T00:00:00Z | 0 | 0 | Network Model.IntPrjfolder\Network Data.IntPrjfolder\Areas.IntArea\SANGKAPURA.ElmArea | Network Model.IntPrjfolder\Network Data.IntPrjfolder\Main Grid.ElmNet | Network Model.IntPrjfolder\Network Data.IntPrjfolder\Main Grid.ElmNet | 0 | 0 | 0.114 | 0 | 0 | 0 | 0 | 80 | 0 | 0 | MAN | 0 | 1 | 0 | 0 | 0 | 0 | 50 | 0 | 0 | 0 | 0 | 0 | 0 | 1 | 0 | 0 | 1000000 | 0.001 | 0 | 0 | 0 | 0 | 50 | 100000 | 50 | 0 | 0 | 1746599891 | 0 | 0 | 0 | 0 | 0 | 0 | 0 | 0 | 0 | 0.8 | 99999 | 1 | 0 | 1 | 1 | 0 | 0 | 1 | hor | 0 | 0 | 0 | tre | 0 | 0 | 0 | 0 | 1 | 1 | 0 | 0 | 1 | 0 | 0 | 0 | 0 | 0 | 0 | 10 | 10 | 0 | 1.0519 | 1 | 1 | 1 | 1 | 50 | 50 | 50 | 0 | 0.8 | 0 | 0 | 0 | 0.003 | 0.0003 | 100 | 1 | 100 | 100 | 45 | 70 | 70 | 61 | 60 | 0 | 0 | 0.93441 | 3 | 0 | 0 | 1 | 0 | 5 | 4907627 | 0 | 25.5727 | 58.2911 | 4905050 | 12 | 12 | 20 | 0.021056 | 0.063704 | 100 | 0 | 0.21393 | 0.012825 | 0 | 0 | 1 | 1 | -2 | 1 | 3 | 5 | 1 | 0 | -1 | -1 | 0.001 | 0.001 | 0.001 | 20 | 25 | 5 | 4294967294 | [[]] | 5 | 20 | 0 | 1 | 0 | Cable | 0 | -1 | 0 | 1 | 0 | 0.097318 | 1.2294 | 0.020758 | 0.097602
Line209 | Network Model.IntPrjfolder\Network Data.IntPrjfolder\Main Grid.ElmNet\Line209.ElmLne | 0 | Library.IntPrjfolder\Equipment Type Library.IntPrjfolder\20kV 150B.TypLne | Network Model.IntPrjfolder\Network Data.IntPrjfolder\Main Grid.ElmNet | Network Model.IntPrjfolder\Network Data.IntPrjfolder\Main Grid.ElmNet\Bus159.ElmTerm\Cub_2.StaCubic | Network Model.IntPrjfolder\Network Data.IntPrjfolder\Main Grid.ElmNet\Bus321.ElmTerm\Cub_1.StaCubic | 2.163 | 1 | 1 | 0 | 20 | 1 | 0.48668 | 0.78772 | 0 | 0 | 0.79901 | 3.693 | 0 | 0 | 1 | 1 | 1 | 1 | 1 | 1 | 1775 | 1746413117 | 0 | -1 | 0 | 0 | 0 | 0 | 0 | 0 | 0 | 0 | 0 | 0 | 0 | 0 | 0 | 0 | 0 | 1000 | 1000 | 1000 | 0 | 0 | 0 | 0 | 0 | 0 | 0 | 0 | 0 | 0 | 0 | 1 | 0 | 0 | 0 | 1 | ["0"] | ["0"] | Line209 | 50 | 0 | 0 | 0 | 0 | 0 | 0 | 1 | 0 | 0 | 0 | 0 | 0 | 0 | 0 | 0 | 0 | D | D | D | B | B | 1 | 1 | 0 | 0 | 100 | 1970-01-01T00:00:00Z | 0 | 0 | Network Model.IntPrjfolder\Network Data.IntPrjfolder\Areas.IntArea\SANGKAPURA.ElmArea | Network Model.IntPrjfolder\Network Data.IntPrjfolder\Main Grid.ElmNet | Network Model.IntPrjfolder\Network Data.IntPrjfolder\Main Grid.ElmNet | 0 | 0 | 1.0815 | 0 | 0 | 0 | 0 | 80 | 0 | 0 | MAN | 0 | 1 | 0 | 0 | 0 | 0 | 50 | 0 | 0 | 0 | 0 | 0 | 0 | 1 | 0 | 0 | 1000000 | 0.001 | 0 | 0 | 0 | 0 | 50 | 100000 | 50 | 0 | 0 | 1746599891 | 0 | 0 | 0 | 0 | 0 | 0 | 0 | 0 | 0 | 0.8 | 99999 | 1 | 0 | 1 | 1 | 0 | 0 | 1 | hor | 0 | 0 | 0 | tre | 0 | 0 | 0 | 0 | 1 | 1 | 0 | 0 | 1 | 0 | 0 | 0 | 0 | 0 | 0 | 10 | 10 | 0 | 1.0519 | 1 | 1 | 1 | 1 | 50 | 50 | 50 | 0 | 0.8 | 0 | 0 | 0 | 0.003 | 0.0003 | 100 | 1 | 100 | 100 | 45 | 70 | 70 | 61 | 60 | 0 | 0 | 0.93441 | 3 | 0 | 0 | 1 | 0 | 5 | 4907642 | 0 | 25.5727 | 58.2911 | 4905050 | 12 | 12 | 20 | 0.19975 | 0.60435 | 100 | 0 | 0.21393 | 0.12167 | 0 | 0 | 1 | 1 | -2 | 1 | 3 | 5 | 1 | 0 | -1 | -1 | 0.001 | 0.001 | 0.001 | 20 | 25 | 5 | 4294967294 | [[]] | 5 | 20 | 0 | 1 | 0 | Cable | 0 | -1 | 0 | 1 | 0 | 0.92324 | 1.2294 | 0.19693 | 0.92594
Line211 | Network Model.IntPrjfolder\Network Data.IntPrjfolder\Main Grid.ElmNet\Line211.ElmLne | 0 | Library.IntPrjfolder\Equipment Type Library.IntPrjfolder\20kV 150B.TypLne | Network Model.IntPrjfolder\Network Data.IntPrjfolder\Main Grid.ElmNet | Network Model.IntPrjfolder\Network Data.IntPrjfolder\Main Grid.ElmNet\Bus321.ElmTerm\Cub_2.StaCubic | Network Model.IntPrjfolder\Network Data.IntPrjfolder\Main Grid.ElmNet\Bus324.ElmTerm\Cub_1.StaCubic | 1.129 | 1 | 1 | 0 | 20 | 1 | 0.25402 | 0.41116 | 0 | 0 | 0.41705 | 1.9276 | 0 | 0 | 1 | 1 | 1 | 1 | 1 | 1 | 1775 | 1746413119 | 0 | -1 | 0 | 0 | 0 | 0 | 0 | 0 | 0 | 0 | 0 | 0 | 0 | 0 | 0 | 0 | 0 | 1000 | 1000 | 1000 | 0 | 0 | 0 | 0 | 0 | 0 | 0 | 0 | 0 | 0 | 0 | 1 | 0 | 0 | 0 | 1 | ["0"] | ["0"] | Line211 | 50 | 0 | 0 | 0 | 0 | 0 | 0 | 1 | 0 | 0 | 0 | 0 | 0 | 0 | 0 | 0 | 0 | D | D | D | B | B | 1 | 1 | 0 | 0 | 100 | 1970-01-01T00:00:00Z | 0 | 0 | Network Model.IntPrjfolder\Network Data.IntPrjfolder\Areas.IntArea\SANGKAPURA.ElmArea | Network Model.IntPrjfolder\Network Data.IntPrjfolder\Main Grid.ElmNet | Network Model.IntPrjfolder\Network Data.IntPrjfolder\Main Grid.ElmNet | 0 | 0 | 0.5645 | 0 | 0 | 0 | 0 | 80 | 0 | 0 | MAN | 0 | 1 | 0 | 0 | 0 | 0 | 50 | 0 | 0 | 0 | 0 | 0 | 0 | 1 | 0 | 0 | 1000000 | 0.001 | 0 | 0 | 0 | 0 | 50 | 100000 | 50 | 0 | 0 | 1746599891 | 0 | 0 | 0 | 0 | 0 | 0 | 0 | 0 | 0 | 0.8 | 99999 | 1 | 0 | 1 | 1 | 0 | 0 | 1 | hor | 0 | 0 | 0 | tre | 0 | 0 | 0 | 0 | 1 | 1 | 0 | 0 | 1 | 0 | 0 | 0 | 0 | 0 | 0 | 10 | 10 | 0 | 1.0519 | 1 | 1 | 1 | 1 | 50 | 50 | 50 | 0 | 0.8 | 0 | 0 | 0 | 0.003 | 0.0003 | 100 | 1 | 100 | 100 | 45 | 70 | 70 | 61 | 60 | 0 | 0 | 0.93441 | 3 | 0 | 0 | 1 | 0 | 5 | 4907649 | 0 | 25.5727 | 58.2911 | 4905050 | 12 | 12 | 20 | 0.10426 | 0.31545 | 100 | 0 | 0.21393 | 0.063506 | 0 | 0 | 1 | 1 | -2 | 1 | 3 | 5 | 1 | 0 | -1 | -1 | 0.001 | 0.001 | 0.001 | 20 | 25 | 5 | 4294967294 | [[]] | 5 | 20 | 0 | 1 | 0 | Cable | 0 | -1 | 0 | 1 | 0 | 0.4819 | 1.2294 | 0.10279 | 0.4833
Line213 | Network Model.IntPrjfolder\Network Data.IntPrjfolder\Main Grid.ElmNet\Line213.ElmLne | 0 | Library.IntPrjfolder\Equipment Type Library.IntPrjfolder\20kV 150B.TypLne | Network Model.IntPrjfolder\Network Data.IntPrjfolder\Main Grid.ElmNet | Network Model.IntPrjfolder\Network Data.IntPrjfolder\Main Grid.ElmNet\Bus324.ElmTerm\Cub_2.StaCubic | Network Model.IntPrjfolder\Network Data.IntPrjfolder\Main Grid.ElmNet\Bus328.ElmTerm\Cub_1.StaCubic | 0.467 | 1 | 1 | 0 | 20 | 1 | 0.10508 | 0.17007 | 0 | 0 | 0.17251 | 0.79733 | 0 | 0 | 1 | 1 | 1 | 1 | 1 | 1 | 1775 | 1746413120 | 0 | -1 | 0 | 0 | 0 | 0 | 0 | 0 | 0 | 0 | 0 | 0 | 0 | 0 | 0 | 0 | 0 | 1000 | 1000 | 1000 | 0 | 0 | 0 | 0 | 0 | 0 | 0 | 0 | 0 | 0 | 0 | 1 | 0 | 0 | 0 | 1 | ["0"] | ["0"] | Line213 | 50 | 0 | 0 | 0 | 0 | 0 | 0 | 1 | 0 | 0 | 0 | 0 | 0 | 0 | 0 | 0 | 0 | D | D | D | B | B | 1 | 1 | 0 | 0 | 100 | 1970-01-01T00:00:00Z | 0 | 0 | Network Model.IntPrjfolder\Network Data.IntPrjfolder\Areas.IntArea\SANGKAPURA.ElmArea | Network Model.IntPrjfolder\Network Data.IntPrjfolder\Main Grid.ElmNet | Network Model.IntPrjfolder\Network Data.IntPrjfolder\Main Grid.ElmNet | 0 | 0 | 0.2335 | 0 | 0 | 0 | 0 | 80 | 0 | 0 | MAN | 0 | 1 | 0 | 0 | 0 | 0 | 50 | 0 | 0 | 0 | 0 | 0 | 0 | 1 | 0 | 0 | 1000000 | 0.001 | 0 | 0 | 0 | 0 | 50 | 100000 | 50 | 0 | 0 | 1746599891 | 0 | 0 | 0 | 0 | 0 | 0 | 0 | 0 | 0 | 0.8 | 99999 | 1 | 0 | 1 | 1 | 0 | 0 | 1 | hor | 0 | 0 | 0 | tre | 0 | 0 | 0 | 0 | 1 | 1 | 0 | 0 | 1 | 0 | 0 | 0 | 0 | 0 | 0 | 10 | 10 | 0 | 1.0519 | 1 | 1 | 1 | 1 | 50 | 50 | 50 | 0 | 0.8 | 0 | 0 | 0 | 0.003 | 0.0003 | 100 | 1 | 100 | 100 | 45 | 70 | 70 | 61 | 60 | 0 | 0 | 0.93441 | 3 | 0 | 0 | 1 | 0 | 5 | 4907655 | 0 | 25.5727 | 58.2911 | 4905050 | 12 | 12 | 20 | 0.043127 | 0.13048 | 100 | 0 | 0.21393 | 0.026269 | 0 | 0 | 1 | 1 | -2 | 1 | 3 | 5 | 1 | 0 | -1 | -1 | 0.001 | 0.001 | 0.001 | 20 | 25 | 5 | 4294967294 | [[]] | 5 | 20 | 0 | 1 | 0 | Cable | 0 | -1 | 0 | 1 | 0 | 0.19933 | 1.2294 | 0.042518 | 0.19991
Line68 | Network Model.IntPrjfolder\Network Data.IntPrjfolder\Main Grid.ElmNet\Line68.ElmLne | 0 | Library.IntPrjfolder\Equipment Type Library.IntPrjfolder\20kV 150B.TypLne | Network Model.IntPrjfolder\Network Data.IntPrjfolder\Main Grid.ElmNet | Network Model.IntPrjfolder\Network Data.IntPrjfolder\Main Grid.ElmNet\Bus159.ElmTerm\Cub_3.StaCubic | Network Model.IntPrjfolder\Network Data.IntPrjfolder\Main Grid.ElmNet\Bus161.ElmTerm\Cub_1.StaCubic | 0.37 | 1 | 1 | 0 | 20 | 1 | 0.08325 | 0.13475 | 0 | 0 | 0.13668 | 0.63172 | 0 | 0 | 1 | 1 | 1 | 1 | 1 | 1 | 1775 | 1746413434 | 0 | -1 | 0 | 0 | 0 | 0 | 0 | 0 | 0 | 0 | 0 | 0 | 0 | 0 | 0 | 0 | 0 | 1000 | 1000 | 1000 | 0 | 0 | 0 | 0 | 0 | 0 | 0 | 0 | 0 | 0 | 0 | 1 | 0 | 0 | 0 | 1 | ["0"] | ["0"] | Line68 | 50 | 0 | 0 | 0 | 0 | 0 | 0 | 1 | 0 | 0 | 0 | 0 | 0 | 0 | 0 | 0 | 0 | D | D | D | B | B | 1 | 1 | 0 | 0 | 100 | 1970-01-01T00:00:00Z | 0 | 0 | Network Model.IntPrjfolder\Network Data.IntPrjfolder\Areas.IntArea\SANGKAPURA.ElmArea | Network Model.IntPrjfolder\Network Data.IntPrjfolder\Main Grid.ElmNet | Network Model.IntPrjfolder\Network Data.IntPrjfolder\Main Grid.ElmNet | 0 | 0 | 0.185 | 0 | 0 | 0 | 0 | 80 | 0 | 0 | MAN | 0 | 1 | 0 | 0 | 0 | 0 | 50 | 0 | 0 | 0 | 0 | 0 | 0 | 1 | 0 | 0 | 1000000 | 0.001 | 0 | 0 | 0 | 0 | 50 | 100000 | 50 | 0 | 0 | 1746599891 | 0 | 0 | 0 | 0 | 0 | 0 | 0 | 0 | 0 | 0.8 | 99999 | 1 | 0 | 1 | 1 | 0 | 0 | 1 | hor | 0 | 0 | 0 | tre | 0 | 0 | 0 | 0 | 1 | 1 | 0 | 0 | 1 | 0 | 0 | 0 | 0 | 0 | 0 | 10 | 10 | 0 | 1.0519 | 1 | 1 | 1 | 1 | 50 | 50 | 50 | 0 | 0.8 | 0 | 0 | 0 | 0.003 | 0.0003 | 100 | 1 | 100 | 100 | 45 | 70 | 70 | 61 | 60 | 0 | 0 | 0.93441 | 3 | 0 | 0 | 1 | 0 | 5 | 4907708 | 0 | 25.5727 | 58.2911 | 4905050 | 12 | 12 | 20 | 0.034169 | 0.10338 | 100 | 0 | 0.21393 | 0.020813 | 0 | 0 | 1 | 1 | -2 | 1 | 3 | 5 | 1 | 0 | -1 | -1 | 0.001 | 0.001 | 0.001 | 20 | 25 | 5 | 4294967294 | [[]] | 5 | 20 | 0 | 1 | 0 | Cable | 0 | -1 | 0 | 1 | 0 | 0.15793 | 1.2294 | 0.033687 | 0.15839
Line69 | Network Model.IntPrjfolder\Network Data.IntPrjfolder\Main Grid.ElmNet\Line69.ElmLne | 0 | Library.IntPrjfolder\Equipment Type Library.IntPrjfolder\20kV 150B.TypLne | Network Model.IntPrjfolder\Network Data.IntPrjfolder\Main Grid.ElmNet | Network Model.IntPrjfolder\Network Data.IntPrjfolder\Main Grid.ElmNet\Bus161.ElmTerm\Cub_3.StaCubic | Network Model.IntPrjfolder\Network Data.IntPrjfolder\Main Grid.ElmNet\Bus163.ElmTerm\Cub_1.StaCubic | 0.991 | 1 | 1 | 0 | 20 | 1 | 0.22298 | 0.3609 | 0 | 0 | 0.36608 | 1.692 | 0 | 0 | 1 | 1 | 1 | 1 | 1 | 1 | 1775 | 1746413512 | 0 | -1 | 0 | 0 | 0 | 0 | 0 | 0 | 0 | 0 | 0 | 0 | 0 | 0 | 0 | 0 | 0 | 1000 | 1000 | 1000 | 0 | 0 | 0 | 0 | 0 | 0 | 0 | 0 | 0 | 0 | 0 | 1 | 0 | 0 | 0 | 1 | ["0"] | ["0"] | Line69 | 50 | 0 | 0 | 0 | 0 | 0 | 0 | 1 | 0 | 0 | 0 | 0 | 0 | 0 | 0 | 0 | 0 | D | D | D | B | B | 1 | 1 | 0 | 0 | 100 | 1970-01-01T00:00:00Z | 0 | 0 | Network Model.IntPrjfolder\Network Data.IntPrjfolder\Areas.IntArea\SANGKAPURA.ElmArea | Network Model.IntPrjfolder\Network Data.IntPrjfolder\Main Grid.ElmNet | Network Model.IntPrjfolder\Network Data.IntPrjfolder\Main Grid.ElmNet | 0 | 0 | 0.4955 | 0 | 0 | 0 | 0 | 80 | 0 | 0 | MAN | 0 | 1 | 0 | 0 | 0 | 0 | 50 | 0 | 0 | 0 | 0 | 0 | 0 | 1 | 0 | 0 | 1000000 | 0.001 | 0 | 0 | 0 | 0 | 50 | 100000 | 50 | 0 | 0 | 1746599891 | 0 | 0 | 0 | 0 | 0 | 0 | 0 | 0 | 0 | 0.8 | 99999 | 1 | 0 | 1 | 1 | 0 | 0 | 1 | hor | 0 | 0 | 0 | tre | 0 | 0 | 0 | 0 | 1 | 1 | 0 | 0 | 1 | 0 | 0 | 0 | 0 | 0 | 0 | 10 | 10 | 0 | 1.0519 | 1 | 1 | 1 | 1 | 50 | 50 | 50 | 0 | 0.8 | 0 | 0 | 0 | 0.003 | 0.0003 | 100 | 1 | 100 | 100 | 45 | 70 | 70 | 61 | 60 | 0 | 0 | 0.93441 | 3 | 0 | 0 | 1 | 0 | 5 | 4907734 | 0 | 25.5727 | 58.2911 | 4905050 | 12 | 12 | 20 | 0.091519 | 0.27689 | 100 | 0 | 0.21393 | 0.055744 | 0 | 0 | 1 | 1 | -2 | 1 | 3 | 5 | 1 | 0 | -1 | -1 | 0.001 | 0.001 | 0.001 | 20 | 25 | 5 | 4294967294 | [[]] | 5 | 20 | 0 | 1 | 0 | Cable | 0 | -1 | 0 | 1 | 0 | 0.42299 | 1.2294 | 0.090226 | 0.42423
Line72 | Network Model.IntPrjfolder\Network Data.IntPrjfolder\Main Grid.ElmNet\Line72.ElmLne | 0 | Library.IntPrjfolder\Equipment Type Library.IntPrjfolder\16.TypLne | Network Model.IntPrjfolder\Network Data.IntPrjfolder\Main Grid.ElmNet | Network Model.IntPrjfolder\Network Data.IntPrjfolder\Main Grid.ElmNet\Bus169.ElmTerm\Cub_1.StaCubic | Network Model.IntPrjfolder\Network Data.IntPrjfolder\Main Grid.ElmNet\Bus167.ElmTerm\Cub_1.StaCubic | 0.124 | 1 | 1 | 0 | 20 | 1 | 0.24242 | 0.047068 | 0 | 0 | 0.25971 | 0.21362 | 0 | 0 | 1 | 1 | 1 | 1 | 1 | 1 | 1775 | 1746413655 | 0 | -1 | 0 | 0 | 0 | 0 | 0 | 0 | 0 | 0 | 0 | 0 | 0 | 0 | 0 | 0 | 0 | 1000 | 1000 | 1000 | 0 | 0 | 0 | 0 | 0 | 0 | 0 | 0 | 0 | 0 | 0 | 1 | 0 | 0 | 0 | 1 | ["0"] | ["0"] | Line72 | 50 | 0 | 0 | 0 | 0 | 0 | 0 | 1 | 0 | 0 | 0 | 0 | 0 | 0 | 0 | 0 | 0 | D | D | D | B | B | 1 | 1 | 0 | 0 | 100 | 1970-01-01T00:00:00Z | 0 | 0 | Network Model.IntPrjfolder\Network Data.IntPrjfolder\Areas.IntArea\SANGKAPURA.ElmArea | Network Model.IntPrjfolder\Network Data.IntPrjfolder\Main Grid.ElmNet | Network Model.IntPrjfolder\Network Data.IntPrjfolder\Main Grid.ElmNet | 0 | 0 | 0.062 | 0 | 0 | 0 | 0 | 80 | 0 | 0 | MAN | 0 | 1 | 0 | 0 | 0 | 0 | 50 | 0 | 0 | 0 | 0 | 0 | 0 | 1 | 0 | 0 | 1000000 | 0.001 | 0 | 0 | 0 | 0 | 50 | 100000 | 50 | 0 | 0 | 1746599891 | 0 | 0 | 0 | 0 | 0 | 0 | 0 | 0 | 0 | 0.8 | 99999 | 1 | 0 | 1 | 1 | 0 | 0 | 1 | hor | 0 | 0 | 0 | tre | 0 | 0 | 0 | 0 | 1 | 1 | 0 | 0 | 1 | 0 | 0 | 0 | 0 | 0 | 0 | 10 | 10 | 0 | 0.22602 | 1 | 1 | 1 | 1 | 50 | 50 | 50 | 0 | 0.8 | 0 | 0 | 0 | 0.003 | 0.0003 | 100 | 1 | 100 | 100 | 45 | 70 | 70 | 61 | 60 | 0 | 0 | 0.20085 | 3 | 0 | 0 | 1 | 0 | 5 | 4907756 | 0 | 73.0871 | 10.9878 | 4905050 | 12 | 12 | 20 | 0.064926 | 0.30104 | 100 | 0 | 0.023768 | 0.060605 | 0 | 0 | 1 | 1 | -2 | 1 | 3 | 5 | 1 | 0 | -1 | -1 | 0.001 | 0.001 | 0.001 | 20 | 25 | 5 | 4294967294 | [[]] | 5 | 20 | 0 | 1 | 0 | Cable | 0 | -1 | 0 | 1 | 0 | 0.053405 | 1.1795 | 0.011767 | 0.24695
Line70 | Network Model.IntPrjfolder\Network Data.IntPrjfolder\Main Grid.ElmNet\Line70.ElmLne | 0 | Library.IntPrjfolder\Equipment Type Library.IntPrjfolder\20kV 150B.TypLne | Network Model.IntPrjfolder\Network Data.IntPrjfolder\Main Grid.ElmNet | Network Model.IntPrjfolder\Network Data.IntPrjfolder\Main Grid.ElmNet\Bus163.ElmTerm\Cub_2.StaCubic | Network Model.IntPrjfolder\Network Data.IntPrjfolder\Main Grid.ElmNet\Bus165.ElmTerm\Cub_2.StaCubic | 0.635 | 1 | 1 | 0 | 20 | 1 | 0.14288 | 0.23125 | 0 | 0 | 0.23457 | 1.0842 | 0 | 0 | 1 | 1 | 1 | 1 | 1 | 1 | 1775 | 1746413675 | 0 | -1 | 0 | 0 | 0 | 0 | 0 | 0 | 0 | 0 | 0 | 0 | 0 | 0 | 0 | 0 | 0 | 1000 | 1000 | 1000 | 0 | 0 | 0 | 0 | 0 | 0 | 0 | 0 | 0 | 0 | 0 | 1 | 0 | 0 | 0 | 1 | ["0"] | ["0"] | Line70 | 50 | 0 | 0 | 0 | 0 | 0 | 0 | 1 | 0 | 0 | 0 | 0 | 0 | 0 | 0 | 0 | 0 | D | D | D | B | B | 1 | 1 | 0 | 0 | 100 | 1970-01-01T00:00:00Z | 0 | 0 | Network Model.IntPrjfolder\Network Data.IntPrjfolder\Areas.IntArea\SANGKAPURA.ElmArea | Network Model.IntPrjfolder\Network Data.IntPrjfolder\Main Grid.ElmNet | Network Model.IntPrjfolder\Network Data.IntPrjfolder\Main Grid.ElmNet | 0 | 0 | 0.3175 | 0 | 0 | 0 | 0 | 80 | 0 | 0 | MAN | 0 | 1 | 0 | 0 | 0 | 0 | 50 | 0 | 0 | 0 | 0 | 0 | 0 | 1 | 0 | 0 | 1000000 | 0.001 | 0 | 0 | 0 | 0 | 50 | 100000 | 50 | 0 | 0 | 1746599891 | 0 | 0 | 0 | 0 | 0 | 0 | 0 | 0 | 0 | 0.8 | 99999 | 1 | 0 | 1 | 1 | 0 | 0 | 1 | hor | 0 | 0 | 0 | tre | 0 | 0 | 0 | 0 | 1 | 1 | 0 | 0 | 1 | 0 | 0 | 0 | 0 | 0 | 0 | 10 | 10 | 0 | 1.0519 | 1 | 1 | 1 | 1 | 50 | 50 | 50 | 0 | 0.8 | 0 | 0 | 0 | 0.003 | 0.0003 | 100 | 1 | 100 | 100 | 45 | 70 | 70 | 61 | 60 | 0 | 0 | 0.93441 | 3 | 0 | 0 | 1 | 0 | 5 | 4907797 | 0 | 25.5727 | 58.2911 | 4905050 | 12 | 12 | 20 | 0.058642 | 0.17742 | 100 | 0 | 0.21393 | 0.035719 | 0 | 0 | 1 | 1 | -2 | 1 | 3 | 5 | 1 | 0 | -1 | -1 | 0.001 | 0.001 | 0.001 | 20 | 25 | 5 | 4294967294 | [[]] | 5 | 20 | 0 | 1 | 0 | Cable | 0 | -1 | 0 | 1 | 0 | 0.27104 | 1.2294 | 0.057814 | 0.27183
Line71 | Network Model.IntPrjfolder\Network Data.IntPrjfolder\Main Grid.ElmNet\Line71.ElmLne | 0 | Library.IntPrjfolder\Equipment Type Library.IntPrjfolder\20kV 150B.TypLne | Network Model.IntPrjfolder\Network Data.IntPrjfolder\Main Grid.ElmNet | Network Model.IntPrjfolder\Network Data.IntPrjfolder\Main Grid.ElmNet\Bus167.ElmTerm\Cub_3.StaCubic | Network Model.IntPrjfolder\Network Data.IntPrjfolder\Main Grid.ElmNet\Bus165.ElmTerm\Cub_3.StaCubic | 0.296 | 1 | 1 | 0 | 20 | 1 | 0.0666 | 0.1078 | 0 | 0 | 0.10934 | 0.50537 | 0 | 0 | 1 | 1 | 1 | 1 | 1 | 1 | 1775 | 1746413845 | 0 | -1 | 0 | 0 | 0 | 0 | 0 | 0 | 0 | 0 | 0 | 0 | 0 | 0 | 0 | 0 | 0 | 1000 | 1000 | 1000 | 0 | 0 | 0 | 0 | 0 | 0 | 0 | 0 | 0 | 0 | 0 | 1 | 0 | 0 | 0 | 1 | ["0"] | ["0"] | Line71 | 50 | 0 | 0 | 0 | 0 | 0 | 0 | 1 | 0 | 0 | 0 | 0 | 0 | 0 | 0 | 0 | 0 | D | D | D | B | B | 1 | 1 | 0 | 0 | 100 | 1970-01-01T00:00:00Z | 0 | 0 | Network Model.IntPrjfolder\Network Data.IntPrjfolder\Areas.IntArea\SANGKAPURA.ElmArea | Network Model.IntPrjfolder\Network Data.IntPrjfolder\Main Grid.ElmNet | Network Model.IntPrjfolder\Network Data.IntPrjfolder\Main Grid.ElmNet | 0 | 0 | 0.148 | 0 | 0 | 0 | 0 | 80 | 0 | 0 | MAN | 0 | 1 | 0 | 0 | 0 | 0 | 50 | 0 | 0 | 0 | 0 | 0 | 0 | 1 | 0 | 0 | 1000000 | 0.001 | 0 | 0 | 0 | 0 | 50 | 100000 | 50 | 0 | 0 | 1746599891 | 0 | 0 | 0 | 0 | 0 | 0 | 0 | 0 | 0 | 0.8 | 99999 | 1 | 0 | 1 | 1 | 0 | 0 | 1 | hor | 0 | 0 | 0 | tre | 0 | 0 | 0 | 0 | 1 | 1 | 0 | 0 | 1 | 0 | 0 | 0 | 0 | 0 | 0 | 10 | 10 | 0 | 1.0519 | 1 | 1 | 1 | 1 | 50 | 50 | 50 | 0 | 0.8 | 0 | 0 | 0 | 0.003 | 0.0003 | 100 | 1 | 100 | 100 | 45 | 70 | 70 | 61 | 60 | 0 | 0 | 0.93441 | 3 | 0 | 0 | 1 | 0 | 5 | 4907812 | 0 | 25.5727 | 58.2911 | 4905050 | 12 | 12 | 20 | 0.027336 | 0.082704 | 100 | 0 | 0.21393 | 0.01665 | 0 | 0 | 1 | 1 | -2 | 1 | 3 | 5 | 1 | 0 | -1 | -1 | 0.001 | 0.001 | 0.001 | 20 | 25 | 5 | 4294967294 | [[]] | 5 | 20 | 0 | 1 | 0 | Cable | 0 | -1 | 0 | 1 | 0 | 0.12634 | 1.2294 | 0.026949 | 0.12671
Line215 | Network Model.IntPrjfolder\Network Data.IntPrjfolder\Main Grid.ElmNet\Line215.ElmLne | 0 | Library.IntPrjfolder\Equipment Type Library.IntPrjfolder\20kV 150B.TypLne | Network Model.IntPrjfolder\Network Data.IntPrjfolder\Main Grid.ElmNet | Network Model.IntPrjfolder\Network Data.IntPrjfolder\Main Grid.ElmNet\Bus163.ElmTerm\Cub_3.StaCubic | Network Model.IntPrjfolder\Network Data.IntPrjfolder\Main Grid.ElmNet\Terminal(31).ElmTerm\Cub_1.StaCubic | 1.372 | 1 | 1 | 0 | 20 | 1 | 0.3087 | 0.49965 | 0 | 0 | 0.50682 | 2.3425 | 0 | 0 | 1 | 1 | 1 | 1 | 1 | 1 | 1775 | 1746413913 | 0 | -1 | 0 | 0 | 0 | 0 | 0 | 0 | 0 | 0 | 0 | 0 | 0 | 0 | 0 | 0 | 0 | 1000 | 1000 | 1000 | 0 | 0 | 0 | 0 | 0 | 0 | 0 | 0 | 0 | 0 | 0 | 1 | 0 | 0 | 0 | 1 | ["0"] | ["0"] | Line215 | 50 | 0 | 0 | 0 | 0 | 0 | 0 | 1 | 0 | 0 | 0 | 0 | 0 | 0 | 0 | 0 | 0 | D | D | D | B | B | 1 | 1 | 0 | 0 | 100 | 1970-01-01T00:00:00Z | 0 | 0 | Network Model.IntPrjfolder\Network Data.IntPrjfolder\Areas.IntArea\SANGKAPURA.ElmArea | Network Model.IntPrjfolder\Network Data.IntPrjfolder\Main Grid.ElmNet | Network Model.IntPrjfolder\Network Data.IntPrjfolder\Main Grid.ElmNet | 0 | 0 | 0.686 | 0 | 0 | 0 | 0 | 80 | 0 | 0 | MAN | 0 | 1 | 0 | 0 | 0 | 0 | 50 | 0 | 0 | 0 | 0 | 0 | 0 | 1 | 0 | 0 | 1000000 | 0.001 | 0 | 0 | 0 | 0 | 50 | 100000 | 50 | 0 | 0 | 1746599891 | 0 | 0 | 0 | 0 | 0 | 0 | 0 | 0 | 0 | 0.8 | 99999 | 1 | 0 | 1 | 1 | 0 | 0 | 1 | hor | 0 | 0 | 0 | tre | 0 | 0 | 0 | 0 | 1 | 1 | 0 | 0 | 1 | 0 | 0 | 0 | 0 | 0 | 0 | 10 | 10 | 0 | 1.0519 | 1 | 1 | 1 | 1 | 50 | 50 | 50 | 0 | 0.8 | 0 | 0 | 0 | 0.003 | 0.0003 | 100 | 1 | 100 | 100 | 45 | 70 | 70 | 61 | 60 | 0 | 0 | 0.93441 | 3 | 0 | 0 | 1 | 0 | 5 | 4907825 | 0 | 25.5727 | 58.2911 | 4905050 | 12 | 12 | 20 | 0.1267 | 0.38334 | 100 | 0 | 0.21393 | 0.077175 | 0 | 0 | 1 | 1 | -2 | 1 | 3 | 5 | 1 | 0 | -1 | -1 | 0.001 | 0.001 | 0.001 | 20 | 25 | 5 | 4294967294 | [[]] | 5 | 20 | 0 | 1 | 0 | Cable | 0 | -1 | 0 | 1 | 0 | 0.58562 | 1.2294 | 0.12491 | 0.58733
Line217 | Network Model.IntPrjfolder\Network Data.IntPrjfolder\Main Grid.ElmNet\Line217.ElmLne | 0 | Library.IntPrjfolder\Equipment Type Library.IntPrjfolder\20kV 150B.TypLne | Network Model.IntPrjfolder\Network Data.IntPrjfolder\Main Grid.ElmNet | Network Model.IntPrjfolder\Network Data.IntPrjfolder\Main Grid.ElmNet\Terminal(31).ElmTerm\Cub_2.StaCubic | Network Model.IntPrjfolder\Network Data.IntPrjfolder\Main Grid.ElmNet\Terminal(32).ElmTerm\Cub_1.StaCubic | 0.067 | 1 | 1 | 0 | 20 | 1 | 0.015075 | 0.0244 | 0 | 0 | 0.02475 | 0.11439 | 0 | 0 | 1 | 1 | 1 | 1 | 1 | 1 | 1775 | 1746413918 | 0 | -1 | 0 | 0 | 0 | 0 | 0 | 0 | 0 | 0 | 0 | 0 | 0 | 0 | 0 | 0 | 0 | 1000 | 1000 | 1000 | 0 | 0 | 0 | 0 | 0 | 0 | 0 | 0 | 0 | 0 | 0 | 1 | 0 | 0 | 0 | 1 | ["0"] | ["0"] | Line217 | 50 | 0 | 0 | 0 | 0 | 0 | 0 | 1 | 0 | 0 | 0 | 0 | 0 | 0 | 0 | 0 | 0 | D | D | D | B | B | 1 | 1 | 0 | 0 | 100 | 1970-01-01T00:00:00Z | 0 | 0 | Network Model.IntPrjfolder\Network Data.IntPrjfolder\Areas.IntArea\SANGKAPURA.ElmArea | Network Model.IntPrjfolder\Network Data.IntPrjfolder\Main Grid.ElmNet | Network Model.IntPrjfolder\Network Data.IntPrjfolder\Main Grid.ElmNet | 0 | 0 | 0.0335 | 0 | 0 | 0 | 0 | 80 | 0 | 0 | MAN | 0 | 1 | 0 | 0 | 0 | 0 | 50 | 0 | 0 | 0 | 0 | 0 | 0 | 1 | 0 | 0 | 1000000 | 0.001 | 0 | 0 | 0 | 0 | 50 | 100000 | 50 | 0 | 0 | 1746599891 | 0 | 0 | 0 | 0 | 0 | 0 | 0 | 0 | 0 | 0.8 | 99999 | 1 | 0 | 1 | 1 | 0 | 0 | 1 | hor | 0 | 0 | 0 | tre | 0 | 0 | 0 | 0 | 1 | 1 | 0 | 0 | 1 | 0 | 0 | 0 | 0 | 0 | 0 | 10 | 10 | 0 | 1.0519 | 1 | 1 | 1 | 1 | 50 | 50 | 50 | 0 | 0.8 | 0 | 0 | 0 | 0.003 | 0.0003 | 100 | 1 | 100 | 100 | 45 | 70 | 70 | 61 | 60 | 0 | 0 | 0.93441 | 3 | 0 | 0 | 1 | 0 | 5 | 4907832 | 0 | 25.5727 | 58.2911 | 4905050 | 12 | 12 | 20 | 0.0061875 | 0.01872 | 100 | 0 | 0.21393 | 0.0037688 | 0 | 0 | 1 | 1 | -2 | 1 | 3 | 5 | 1 | 0 | -1 | -1 | 0.001 | 0.001 | 0.001 | 20 | 25 | 5 | 4294967294 | [[]] | 5 | 20 | 0 | 1 | 0 | Cable | 0 | -1 | 0 | 1 | 0 | 0.028598 | 1.2294 | 0.0061 | 0.028681
Line73 | Network Model.IntPrjfolder\Network Data.IntPrjfolder\Main Grid.ElmNet\Line73.ElmLne | 0 | Library.IntPrjfolder\Equipment Type Library.IntPrjfolder\16.TypLne | Network Model.IntPrjfolder\Network Data.IntPrjfolder\Main Grid.ElmNet | Network Model.IntPrjfolder\Network Data.IntPrjfolder\Main Grid.ElmNet\Terminal(33).ElmTerm\Cub_1.StaCubic | Network Model.IntPrjfolder\Network Data.IntPrjfolder\Main Grid.ElmNet\Bus163.ElmTerm\Cub_4.StaCubic | 0.637 | 1 | 1 | 0 | 20 | 1 | 1.2453 | 0.24179 | 0 | 0 | 1.3341 | 1.0974 | 0 | 0 | 1 | 1 | 1 | 1 | 1 | 1 | 1775 | 1746414083 | 0 | -1 | 0 | 0 | 0 | 0 | 0 | 0 | 0 | 0 | 0 | 0 | 0 | 0 | 0 | 0 | 0 | 1000 | 1000 | 1000 | 0 | 0 | 0 | 0 | 0 | 0 | 0 | 0 | 0 | 0 | 0 | 1 | 0 | 0 | 0 | 1 | ["0"] | ["0"] | Line73 | 50 | 0 | 0 | 0 | 0 | 0 | 0 | 1 | 0 | 0 | 0 | 0 | 0 | 0 | 0 | 0 | 0 | D | D | D | B | B | 1 | 1 | 0 | 0 | 100 | 1970-01-01T00:00:00Z | 0 | 0 | Network Model.IntPrjfolder\Network Data.IntPrjfolder\Areas.IntArea\SANGKAPURA.ElmArea | Network Model.IntPrjfolder\Network Data.IntPrjfolder\Main Grid.ElmNet | Network Model.IntPrjfolder\Network Data.IntPrjfolder\Main Grid.ElmNet | 0 | 0 | 0.3185 | 0 | 0 | 0 | 0 | 80 | 0 | 0 | MAN | 0 | 1 | 0 | 0 | 0 | 0 | 50 | 0 | 0 | 0 | 0 | 0 | 0 | 1 | 0 | 0 | 1000000 | 0.001 | 0 | 0 | 0 | 0 | 50 | 100000 | 50 | 0 | 0 | 1746599891 | 0 | 0 | 0 | 0 | 0 | 0 | 0 | 0 | 0 | 0.8 | 99999 | 1 | 0 | 1 | 1 | 0 | 0 | 1 | hor | 0 | 0 | 0 | tre | 0 | 0 | 0 | 0 | 1 | 1 | 0 | 0 | 1 | 0 | 0 | 0 | 0 | 0 | 0 | 10 | 10 | 0 | 0.22602 | 1 | 1 | 1 | 1 | 50 | 50 | 50 | 0 | 0.8 | 0 | 0 | 0 | 0.003 | 0.0003 | 100 | 1 | 100 | 100 | 45 | 70 | 70 | 61 | 60 | 0 | 0 | 0.20085 | 3 | 0 | 0 | 1 | 0 | 5 | 4907870 | 0 | 73.0871 | 10.9878 | 4905050 | 12 | 12 | 20 | 0.33353 | 1.5465 | 100 | 0 | 0.023768 | 0.31133 | 0 | 0 | 1 | 1 | -2 | 1 | 3 | 5 | 1 | 0 | -1 | -1 | 0.001 | 0.001 | 0.001 | 20 | 25 | 5 | 4294967294 | [[]] | 5 | 20 | 0 | 1 | 0 | Cable | 0 | -1 | 0 | 1 | 0 | 0.27435 | 1.1795 | 0.060448 | 1.2686
Line219 | Network Model.IntPrjfolder\Network Data.IntPrjfolder\Main Grid.ElmNet\Line219.ElmLne | 0 | Library.IntPrjfolder\Equipment Type Library.IntPrjfolder\16.TypLne | Network Model.IntPrjfolder\Network Data.IntPrjfolder\Main Grid.ElmNet | Network Model.IntPrjfolder\Network Data.IntPrjfolder\Main Grid.ElmNet\Bus334.ElmTerm\Cub_2.StaCubic | Network Model.IntPrjfolder\Network Data.IntPrjfolder\Main Grid.ElmNet\Bus171.ElmTerm\Cub_1.StaCubic | 1.068 | 1 | 1 | 0 | 20 | 1 | 2.0879 | 0.40539 | 0 | 0 | 2.2368 | 1.8399 | 0 | 0 | 1 | 1 | 1 | 1 | 1 | 1 | 1775 | 1746414185 | 0 | -1 | 0 | 0 | 0 | 0 | 0 | 0 | 0 | 0 | 0 | 0 | 0 | 0 | 0 | 0 | 0 | 1000 | 1000 | 1000 | 0 | 0 | 0 | 0 | 0 | 0 | 0 | 0 | 0 | 0 | 0 | 1 | 0 | 0 | 0 | 1 | ["0"] | ["0"] | Line219 | 50 | 0 | 0 | 0 | 0 | 0 | 0 | 1 | 0 | 0 | 0 | 0 | 0 | 0 | 0 | 0 | 0 | D | D | D | B | B | 1 | 1 | 0 | 0 | 100 | 1970-01-01T00:00:00Z | 0 | 0 | Network Model.IntPrjfolder\Network Data.IntPrjfolder\Areas.IntArea\SANGKAPURA.ElmArea | Network Model.IntPrjfolder\Network Data.IntPrjfolder\Main Grid.ElmNet | Network Model.IntPrjfolder\Network Data.IntPrjfolder\Main Grid.ElmNet | 0 | 0 | 0.534 | 0 | 0 | 0 | 0 | 80 | 0 | 0 | MAN | 0 | 1 | 0 | 0 | 0 | 0 | 50 | 0 | 0 | 0 | 0 | 0 | 0 | 1 | 0 | 0 | 1000000 | 0.001 | 0 | 0 | 0 | 0 | 50 | 100000 | 50 | 0 | 0 | 1746599891 | 0 | 0 | 0 | 0 | 0 | 0 | 0 | 0 | 0 | 0.8 | 99999 | 1 | 0 | 1 | 1 | 0 | 0 | 1 | hor | 0 | 0 | 0 | tre | 0 | 0 | 0 | 0 | 1 | 1 | 0 | 0 | 1 | 0 | 0 | 0 | 0 | 0 | 0 | 10 | 10 | 0 | 0.22602 | 1 | 1 | 1 | 1 | 50 | 50 | 50 | 0 | 0.8 | 0 | 0 | 0 | 0.003 | 0.0003 | 100 | 1 | 100 | 100 | 45 | 70 | 70 | 61 | 60 | 0 | 0 | 0.20085 | 3 | 0 | 0 | 1 | 0 | 5 | 4907890 | 0 | 73.0871 | 10.9878 | 4905050 | 12 | 12 | 20 | 0.5592 | 2.5928 | 100 | 0 | 0.023768 | 0.52198 | 0 | 0 | 1 | 1 | -2 | 1 | 3 | 5 | 1 | 0 | -1 | -1 | 0.001 | 0.001 | 0.001 | 20 | 25 | 5 | 4294967294 | [[]] | 5 | 20 | 0 | 1 | 0 | Cable | 0 | -1 | 0 | 1 | 0 | 0.45997 | 1.1795 | 0.10135 | 2.1269
Line74 | Network Model.IntPrjfolder\Network Data.IntPrjfolder\Main Grid.ElmNet\Line74.ElmLne | 0 | Library.IntPrjfolder\Equipment Type Library.IntPrjfolder\20kV 150B.TypLne | Network Model.IntPrjfolder\Network Data.IntPrjfolder\Main Grid.ElmNet | Network Model.IntPrjfolder\Network Data.IntPrjfolder\Main Grid.ElmNet\Bus171.ElmTerm\Cub_3.StaCubic | Network Model.IntPrjfolder\Network Data.IntPrjfolder\Main Grid.ElmNet\Bus173.ElmTerm\Cub_1.StaCubic | 1.563 | 1 | 1 | 0 | 20 | 1 | 0.35167 | 0.56921 | 0 | 0 | 0.57737 | 2.6686 | 0 | 0 | 1 | 1 | 1 | 1 | 1 | 1 | 1775 | 1746414261 | 0 | -1 | 0 | 0 | 0 | 0 | 0 | 0 | 0 | 0 | 0 | 0 | 0 | 0 | 0 | 0 | 0 | 1000 | 1000 | 1000 | 0 | 0 | 0 | 0 | 0 | 0 | 0 | 0 | 0 | 0 | 0 | 1 | 0 | 0 | 0 | 1 | ["0"] | ["0"] | Line74 | 50 | 0 | 0 | 0 | 0 | 0 | 0 | 1 | 0 | 0 | 0 | 0 | 0 | 0 | 0 | 0 | 0 | D | D | D | B | B | 1 | 1 | 0 | 0 | 100 | 1970-01-01T00:00:00Z | 0 | 0 | Network Model.IntPrjfolder\Network Data.IntPrjfolder\Areas.IntArea\SANGKAPURA.ElmArea | Network Model.IntPrjfolder\Network Data.IntPrjfolder\Main Grid.ElmNet | Network Model.IntPrjfolder\Network Data.IntPrjfolder\Main Grid.ElmNet | 0 | 0 | 0.7815 | 0 | 0 | 0 | 0 | 80 | 0 | 0 | MAN | 0 | 1 | 0 | 0 | 0 | 0 | 50 | 0 | 0 | 0 | 0 | 0 | 0 | 1 | 0 | 0 | 1000000 | 0.001 | 0 | 0 | 0 | 0 | 50 | 100000 | 50 | 0 | 0 | 1746599906 | 0 | 0 | 0 | 0 | 0 | 0 | 0 | 0 | 0 | 0.8 | 99999 | 1 | 0 | 1 | 1 | 0 | 0 | 1 | hor | 0 | 0 | 0 | tre | 0 | 0 | 0 | 0 | 1 | 1 | 0 | 0 | 1 | 0 | 0 | 0 | 0 | 0 | 0 | 10 | 10 | 0 | 1.0519 | 1 | 1 | 1 | 1 | 50 | 50 | 50 | 0 | 0.8 | 0 | 0 | 0 | 0.003 | 0.0003 | 100 | 1 | 100 | 100 | 45 | 70 | 70 | 61 | 60 | 0 | 0 | 0.93441 | 3 | 0 | 0 | 1 | 0 | 5 | 4907915 | 0 | 25.5727 | 58.2911 | 4905050 | 12 | 12 | 20 | 0.14434 | 0.43671 | 100 | 0 | 0.21393 | 0.087919 | 0 | 0 | 1 | 1 | -2 | 1 | 3 | 5 | 1 | 0 | -1 | -1 | 0.001 | 0.001 | 0.001 | 20 | 25 | 5 | 4294967294 | [[]] | 5 | 20 | 0 | 1 | 0 | Cable | 0 | -1 | 0 | 1 | 0 | 0.66714 | 1.2294 | 0.1423 | 0.66909
Line75 | Network Model.IntPrjfolder\Network Data.IntPrjfolder\Main Grid.ElmNet\Line75.ElmLne | 0 | Library.IntPrjfolder\Equipment Type Library.IntPrjfolder\20kV 150B.TypLne | Network Model.IntPrjfolder\Network Data.IntPrjfolder\Main Grid.ElmNet | Network Model.IntPrjfolder\Network Data.IntPrjfolder\Main Grid.ElmNet\Bus171.ElmTerm\Cub_4.StaCubic | Network Model.IntPrjfolder\Network Data.IntPrjfolder\Main Grid.ElmNet\Bus175.ElmTerm\Cub_1.StaCubic | 0.647 | 1 | 1 | 0 | 20 | 1 | 0.14558 | 0.23562 | 0 | 0 | 0.239 | 1.1046 | 0 | 0 | 1 | 1 | 1 | 1 | 1 | 1 | 1775 | 1746414407 | 0 | -1 | 0 | 0 | 0 | 0 | 0 | 0 | 0 | 0 | 0 | 0 | 0 | 0 | 0 | 0 | 0 | 1000 | 1000 | 1000 | 0 | 0 | 0 | 0 | 0 | 0 | 0 | 0 | 0 | 0 | 0 | 1 | 0 | 0 | 0 | 1 | ["0"] | ["0"] | Line75 | 50 | 0 | 0 | 0 | 0 | 0 | 0 | 1 | 0 | 0 | 0 | 0 | 0 | 0 | 0 | 0 | 0 | D | D | D | B | B | 1 | 1 | 0 | 0 | 100 | 1970-01-01T00:00:00Z | 0 | 0 | Network Model.IntPrjfolder\Network Data.IntPrjfolder\Areas.IntArea\SANGKAPURA.ElmArea | Network Model.IntPrjfolder\Network Data.IntPrjfolder\Main Grid.ElmNet | Network Model.IntPrjfolder\Network Data.IntPrjfolder\Main Grid.ElmNet | 0 | 0 | 0.3235 | 0 | 0 | 0 | 0 | 80 | 0 | 0 | MAN | 0 | 1 | 0 | 0 | 0 | 0 | 50 | 0 | 0 | 0 | 0 | 0 | 0 | 1 | 0 | 0 | 1000000 | 0.001 | 0 | 0 | 0 | 0 | 50 | 100000 | 50 | 0 | 0 | 1746599906 | 0 | 0 | 0 | 0 | 0 | 1 | 0 | 0 | 0 | 0.8 | 99999 | 1 | 0 | 1 | 1 | 0 | 0 | 1 | hor | 0 | 0 | 0 | tre | 0 | 0 | 0 | 0 | 1 | 1 | 0 | 0 | 1 | 0 | 0 | 0 | 0 | 0 | 0 | 10 | 10 | 0 | 1.0519 | 1 | 1 | 1 | 1 | 50 | 50 | 50 | 0 | 0.8 | 0 | 0 | 0 | 0.003 | 0.0003 | 100 | 1 | 100 | 100 | 45 | 70 | 70 | 61 | 60 | 0 | 0 | 0.93441 | 3 | 0 | 0 | 1 | 0 | 5 | 4907950 | 0 | 25.5727 | 58.2911 | 4905050 | 12 | 12 | 20 | 0.05975 | 0.18078 | 100 | 0 | 0.21393 | 0.036394 | 0 | 0 | 1 | 1 | -2 | 1 | 3 | 5 | 1 | 0 | -1 | -1 | 0.001 | 0.001 | 0.001 | 20 | 25 | 5 | 4294967294 | [[]] | 5 | 20 | 0 | 1 | 0 | Cable | 0 | -1 | 0 | 1 | 0 | 0.27616 | 1.2294 | 0.058906 | 0.27697
Line76 | Network Model.IntPrjfolder\Network Data.IntPrjfolder\Main Grid.ElmNet\Line76.ElmLne | 0 | Library.IntPrjfolder\Equipment Type Library.IntPrjfolder\20kV 150B.TypLne | Network Model.IntPrjfolder\Network Data.IntPrjfolder\Main Grid.ElmNet | Network Model.IntPrjfolder\Network Data.IntPrjfolder\Main Grid.ElmNet\Bus175.ElmTerm\Cub_3.StaCubic | Network Model.IntPrjfolder\Network Data.IntPrjfolder\Main Grid.ElmNet\Bus177.ElmTerm\Cub_1.StaCubic | 0.398 | 1 | 1 | 0 | 20 | 1 | 0.08955 | 0.14494 | 0 | 0 | 0.14702 | 0.67952 | 0 | 0 | 1 | 1 | 1 | 1 | 1 | 1 | 1775 | 1746414486 | 0 | -1 | 0 | 0 | 0 | 0 | 0 | 0 | 0 | 0 | 0 | 0 | 0 | 0 | 0 | 0 | 0 | 1000 | 1000 | 1000 | 0 | 0 | 0 | 0 | 0 | 0 | 0 | 0 | 0 | 0 | 0 | 1 | 0 | 0 | 0 | 1 | ["0"] | ["0"] | Line76 | 50 | 0 | 0 | 0 | 0 | 0 | 0 | 1 | 0 | 0 | 0 | 0 | 0 | 0 | 0 | 0 | 0 | D | D | D | B | B | 1 | 1 | 0 | 0 | 100 | 1970-01-01T00:00:00Z | 0 | 0 | Network Model.IntPrjfolder\Network Data.IntPrjfolder\Areas.IntArea\SANGKAPURA.ElmArea | Network Model.IntPrjfolder\Network Data.IntPrjfolder\Main Grid.ElmNet | Network Model.IntPrjfolder\Network Data.IntPrjfolder\Main Grid.ElmNet | 0 | 0 | 0.199 | 0 | 0 | 0 | 0 | 80 | 0 | 0 | MAN | 0 | 1 | 0 | 0 | 0 | 0 | 50 | 0 | 0 | 0 | 0 | 0 | 0 | 1 | 0 | 0 | 1000000 | 0.001 | 0 | 0 | 0 | 0 | 50 | 100000 | 50 | 0 | 0 | 1746599906 | 0 | 0 | 0 | 0 | 0 | 0 | 0 | 0 | 0 | 0.8 | 99999 | 1 | 0 | 1 | 1 | 0 | 0 | 1 | hor | 0 | 0 | 0 | tre | 0 | 0 | 0 | 0 | 1 | 1 | 0 | 0 | 1 | 0 | 0 | 0 | 0 | 0 | 0 | 10 | 10 | 0 | 1.0519 | 1 | 1 | 1 | 1 | 50 | 50 | 50 | 0 | 0.8 | 0 | 0 | 0 | 0.003 | 0.0003 | 100 | 1 | 100 | 100 | 45 | 70 | 70 | 61 | 60 | 0 | 0 | 0.93441 | 3 | 0 | 0 | 1 | 0 | 5 | 4907975 | 0 | 25.5727 | 58.2911 | 4905050 | 12 | 12 | 20 | 0.036755 | 0.1112 | 100 | 0 | 0.21393 | 0.022387 | 0 | 0 | 1 | 1 | -2 | 1 | 3 | 5 | 1 | 0 | -1 | -1 | 0.001 | 0.001 | 0.001 | 20 | 25 | 5 | 4294967294 | [[]] | 5 | 20 | 0 | 1 | 0 | Cable | 0 | -1 | 0 | 1 | 0 | 0.16988 | 1.2294 | 0.036236 | 0.17038
Line221 | Network Model.IntPrjfolder\Network Data.IntPrjfolder\Main Grid.ElmNet\Line221.ElmLne | 0 | Library.IntPrjfolder\Equipment Type Library.IntPrjfolder\20kV 150B.TypLne | Network Model.IntPrjfolder\Network Data.IntPrjfolder\Main Grid.ElmNet | Network Model.IntPrjfolder\Network Data.IntPrjfolder\Main Grid.ElmNet\Bus177.ElmTerm\Cub_2.StaCubic | Network Model.IntPrjfolder\Network Data.IntPrjfolder\Main Grid.ElmNet\Bus335.ElmTerm\Cub_1.StaCubic | 0.263 | 1 | 1 | 0 | 20 | 1 | 0.059175 | 0.095779 | 0 | 0 | 0.097152 | 0.44903 | 0 | 0 | 1 | 1 | 1 | 1 | 1 | 1 | 1775 | 1746414792 | 0 | -1 | 0 | 0 | 0 | 0 | 0 | 0 | 0 | 0 | 0 | 0 | 0 | 0 | 0 | 0 | 0 | 1000 | 1000 | 1000 | 0 | 0 | 0 | 0 | 0 | 0 | 0 | 0 | 0 | 0 | 0 | 1 | 0 | 0 | 0 | 1 | ["0"] | ["0"] | Line221 | 50 | 0 | 0 | 0 | 0 | 0 | 0 | 1 | 0 | 0 | 0 | 0 | 0 | 0 | 0 | 0 | 0 | D | D | D | B | B | 1 | 1 | 0 | 0 | 100 | 1970-01-01T00:00:00Z | 0 | 0 | Network Model.IntPrjfolder\Network Data.IntPrjfolder\Areas.IntArea\SANGKAPURA.ElmArea | Network Model.IntPrjfolder\Network Data.IntPrjfolder\Main Grid.ElmNet | Network Model.IntPrjfolder\Network Data.IntPrjfolder\Main Grid.ElmNet | 0 | 0 | 0.1315 | 0 | 0 | 0 | 0 | 80 | 0 | 0 | MAN | 0 | 1 | 0 | 0 | 0 | 0 | 50 | 0 | 0 | 0 | 0 | 0 | 0 | 1 | 0 | 0 | 1000000 | 0.001 | 0 | 0 | 0 | 0 | 50 | 100000 | 50 | 0 | 0 | 1746599906 | 0 | 0 | 0 | 0 | 0 | 0 | 0 | 0 | 0 | 0.8 | 99999 | 1 | 0 | 1 | 1 | 0 | 0 | 1 | hor | 0 | 0 | 0 | tre | 0 | 0 | 0 | 0 | 1 | 1 | 0 | 0 | 1 | 0 | 0 | 0 | 0 | 0 | 0 | 10 | 10 | 0 | 1.0519 | 1 | 1 | 1 | 1 | 50 | 50 | 50 | 0 | 0.8 | 0 | 0 | 0 | 0.003 | 0.0003 | 100 | 1 | 100 | 100 | 45 | 70 | 70 | 61 | 60 | 0 | 0 | 0.93441 | 3 | 0 | 0 | 1 | 0 | 5 | 4907986 | 0 | 25.5727 | 58.2911 | 4905050 | 12 | 12 | 20 | 0.024288 | 0.073484 | 100 | 0 | 0.21393 | 0.014794 | 0 | 0 | 1 | 1 | -2 | 1 | 3 | 5 | 1 | 0 | -1 | -1 | 0.001 | 0.001 | 0.001 | 20 | 25 | 5 | 4294967294 | [[]] | 5 | 20 | 0 | 1 | 0 | Cable | 0 | -1 | 0 | 1 | 0 | 0.11226 | 1.2294 | 0.023945 | 0.11258
Line77 | Network Model.IntPrjfolder\Network Data.IntPrjfolder\Main Grid.ElmNet\Line77.ElmLne | 0 | Library.IntPrjfolder\Equipment Type Library.IntPrjfolder\20kV 150B.TypLne | Network Model.IntPrjfolder\Network Data.IntPrjfolder\Main Grid.ElmNet | Network Model.IntPrjfolder\Network Data.IntPrjfolder\Main Grid.ElmNet\Bus177.ElmTerm\Cub_3.StaCubic | Network Model.IntPrjfolder\Network Data.IntPrjfolder\Main Grid.ElmNet\Terminal(35).ElmTerm\Cub_1.StaCubic | 0.14 | 1 | 1 | 0 | 20 | 1 | 0.0315 | 0.050985 | 0 | 0 | 0.051716 | 0.23903 | 0 | 0 | 1 | 1 | 1 | 1 | 1 | 1 | 1775 | 1746414865 | 0 | -1 | 0 | 0 | 0 | 0 | 0 | 0 | 0 | 0 | 0 | 0 | 0 | 0 | 0 | 0 | 0 | 1000 | 1000 | 1000 | 0 | 0 | 0 | 0 | 0 | 0 | 0 | 0 | 0 | 0 | 0 | 1 | 0 | 0 | 0 | 1 | ["0"] | ["0"] | Line77 | 50 | 0 | 0 | 0 | 0 | 0 | 0 | 1 | 0 | 0 | 0 | 0 | 0 | 0 | 0 | 0 | 0 | D | D | D | B | B | 1 | 1 | 0 | 0 | 100 | 1970-01-01T00:00:00Z | 0 | 0 | Network Model.IntPrjfolder\Network Data.IntPrjfolder\Areas.IntArea\SANGKAPURA.ElmArea | Network Model.IntPrjfolder\Network Data.IntPrjfolder\Main Grid.ElmNet | Network Model.IntPrjfolder\Network Data.IntPrjfolder\Main Grid.ElmNet | 0 | 0 | 0.07 | 0 | 0 | 0 | 0 | 80 | 0 | 0 | MAN | 0 | 1 | 0 | 0 | 0 | 0 | 50 | 0 | 0 | 0 | 0 | 0 | 0 | 1 | 0 | 0 | 1000000 | 0.001 | 0 | 0 | 0 | 0 | 50 | 100000 | 50 | 0 | 0 | 1746599906 | 0 | 0 | 0 | 0 | 0 | 0 | 0 | 0 | 0 | 0.8 | 99999 | 1 | 0 | 1 | 1 | 0 | 0 | 1 | hor | 0 | 0 | 0 | tre | 0 | 0 | 0 | 0 | 1 | 1 | 0 | 0 | 1 | 0 | 0 | 0 | 0 | 0 | 0 | 10 | 10 | 0 | 1.0519 | 1 | 1 | 1 | 1 | 50 | 50 | 50 | 0 | 0.8 | 0 | 0 | 0 | 0.003 | 0.0003 | 100 | 1 | 100 | 100 | 45 | 70 | 70 | 61 | 60 | 0 | 0 | 0.93441 | 3 | 0 | 0 | 1 | 0 | 5 | 4908010 | 0 | 25.5727 | 58.2911 | 4905050 | 12 | 12 | 20 | 0.012929 | 0.039117 | 100 | 0 | 0.21393 | 0.007875 | 0 | 0 | 1 | 1 | -2 | 1 | 3 | 5 | 1 | 0 | -1 | -1 | 0.001 | 0.001 | 0.001 | 20 | 25 | 5 | 4294967294 | [[]] | 5 | 20 | 0 | 1 | 0 | Cable | 0 | -1 | 0 | 1 | 0 | 0.059757 | 1.2294 | 0.012746 | 0.059931
Line223 | Network Model.IntPrjfolder\Network Data.IntPrjfolder\Main Grid.ElmNet\Line223.ElmLne | 0 | Library.IntPrjfolder\Equipment Type Library.IntPrjfolder\20kV 150B.TypLne | Network Model.IntPrjfolder\Network Data.IntPrjfolder\Main Grid.ElmNet | Network Model.IntPrjfolder\Network Data.IntPrjfolder\Main Grid.ElmNet\Bus336.ElmTerm\Cub_2.StaCubic | Network Model.IntPrjfolder\Network Data.IntPrjfolder\Main Grid.ElmNet\Bus179.ElmTerm\Cub_1.StaCubic | 1.815 | 1 | 1 | 0 | 20 | 1 | 0.40837 | 0.66099 | 0 | 0 | 0.67046 | 3.0988 | 0 | 0 | 1 | 1 | 1 | 1 | 1 | 1 | 1775 | 1746414921 | 0 | -1 | 0 | 0 | 0 | 0 | 0 | 0 | 0 | 0 | 0 | 0 | 0 | 0 | 0 | 0 | 0 | 1000 | 1000 | 1000 | 0 | 0 | 0 | 0 | 0 | 0 | 0 | 0 | 0 | 0 | 0 | 1 | 0 | 0 | 0 | 1 | ["0"] | ["0"] | Line223 | 50 | 0 | 0 | 0 | 0 | 0 | 0 | 1 | 0 | 0 | 0 | 0 | 0 | 0 | 0 | 0 | 0 | D | D | D | B | B | 1 | 1 | 0 | 0 | 100 | 1970-01-01T00:00:00Z | 0 | 0 | Network Model.IntPrjfolder\Network Data.IntPrjfolder\Areas.IntArea\SANGKAPURA.ElmArea | Network Model.IntPrjfolder\Network Data.IntPrjfolder\Main Grid.ElmNet | Network Model.IntPrjfolder\Network Data.IntPrjfolder\Main Grid.ElmNet | 0 | 0 | 0.9075 | 0 | 0 | 0 | 0 | 80 | 0 | 0 | MAN | 0 | 1 | 0 | 0 | 0 | 0 | 50 | 0 | 0 | 0 | 0 | 0 | 0 | 1 | 0 | 0 | 1000000 | 0.001 | 0 | 0 | 0 | 0 | 50 | 100000 | 50 | 0 | 0 | 1746599906 | 0 | 0 | 0 | 0 | 0 | 0 | 0 | 0 | 0 | 0.8 | 99999 | 1 | 0 | 1 | 1 | 0 | 0 | 1 | hor | 0 | 0 | 0 | tre | 0 | 0 | 0 | 0 | 1 | 1 | 0 | 0 | 1 | 0 | 0 | 0 | 0 | 0 | 0 | 10 | 10 | 0 | 1.0519 | 1 | 1 | 1 | 1 | 50 | 50 | 50 | 0 | 0.8 | 0 | 0 | 0 | 0.003 | 0.0003 | 100 | 1 | 100 | 100 | 45 | 70 | 70 | 61 | 60 | 0 | 0 | 0.93441 | 3 | 0 | 0 | 1 | 0 | 5 | 4908029 | 0 | 25.5727 | 58.2911 | 4905050 | 12 | 12 | 20 | 0.16762 | 0.50712 | 100 | 0 | 0.21393 | 0.10209 | 0 | 0 | 1 | 1 | -2 | 1 | 3 | 5 | 1 | 0 | -1 | -1 | 0.001 | 0.001 | 0.001 | 20 | 25 | 5 | 4294967294 | [[]] | 5 | 20 | 0 | 1 | 0 | Cable | 0 | -1 | 0 | 1 | 0 | 0.77471 | 1.2294 | 0.16525 | 0.77696
Line78 | Network Model.IntPrjfolder\Network Data.IntPrjfolder\Main Grid.ElmNet\Line78.ElmLne | 0 | Library.IntPrjfolder\Equipment Type Library.IntPrjfolder\20kV 150B.TypLne | Network Model.IntPrjfolder\Network Data.IntPrjfolder\Main Grid.ElmNet | Network Model.IntPrjfolder\Network Data.IntPrjfolder\Main Grid.ElmNet\Bus181.ElmTerm\Cub_1.StaCubic | Network Model.IntPrjfolder\Network Data.IntPrjfolder\Main Grid.ElmNet\Bus179.ElmTerm\Cub_3.StaCubic | 1.887 | 1 | 1 | 0 | 20 | 1 | 0.42457 | 0.68721 | 0 | 0 | 0.69706 | 3.2218 | 0 | 0 | 1 | 1 | 1 | 1 | 1 | 1 | 1775 | 1746415026 | 0 | -1 | 0 | 0 | 0 | 0 | 0 | 0 | 0 | 0 | 0 | 0 | 0 | 0 | 0 | 0 | 0 | 1000 | 1000 | 1000 | 0 | 0 | 0 | 0 | 0 | 0 | 0 | 0 | 0 | 0 | 0 | 1 | 0 | 0 | 0 | 1 | ["0"] | ["0"] | Line78 | 50 | 0 | 0 | 0 | 0 | 0 | 0 | 1 | 0 | 0 | 0 | 0 | 0 | 0 | 0 | 0 | 0 | D | D | D | B | B | 1 | 1 | 0 | 0 | 100 | 1970-01-01T00:00:00Z | 0 | 0 | Network Model.IntPrjfolder\Network Data.IntPrjfolder\Areas.IntArea\SANGKAPURA.ElmArea | Network Model.IntPrjfolder\Network Data.IntPrjfolder\Main Grid.ElmNet | Network Model.IntPrjfolder\Network Data.IntPrjfolder\Main Grid.ElmNet | 0 | 0 | 0.9435 | 0 | 0 | 0 | 0 | 80 | 0 | 0 | MAN | 0 | 1 | 0 | 0 | 0 | 0 | 50 | 0 | 0 | 0 | 0 | 0 | 0 | 1 | 0 | 0 | 1000000 | 0.001 | 0 | 0 | 0 | 0 | 50 | 100000 | 50 | 0 | 0 | 1746599906 | 0 | 0 | 0 | 0 | 0 | 0 | 0 | 0 | 0 | 0.8 | 99999 | 1 | 0 | 1 | 1 | 0 | 0 | 1 | hor | 0 | 0 | 0 | tre | 0 | 0 | 0 | 0 | 1 | 1 | 0 | 0 | 1 | 0 | 0 | 0 | 0 | 0 | 0 | 10 | 10 | 0 | 1.0519 | 1 | 1 | 1 | 1 | 50 | 50 | 50 | 0 | 0.8 | 0 | 0 | 0 | 0.003 | 0.0003 | 100 | 1 | 100 | 100 | 45 | 70 | 70 | 61 | 60 | 0 | 0 | 0.93441 | 3 | 0 | 0 | 1 | 0 | 5 | 4908054 | 0 | 25.5727 | 58.2911 | 4905050 | 12 | 12 | 20 | 0.17426 | 0.52724 | 100 | 0 | 0.21393 | 0.10614 | 0 | 0 | 1 | 1 | -2 | 1 | 3 | 5 | 1 | 0 | -1 | -1 | 0.001 | 0.001 | 0.001 | 20 | 25 | 5 | 4294967294 | [[]] | 5 | 20 | 0 | 1 | 0 | Cable | 0 | -1 | 0 | 1 | 0 | 0.80544 | 1.2294 | 0.1718 | 0.80779
Line225 | Network Model.IntPrjfolder\Network Data.IntPrjfolder\Main Grid.ElmNet\Line225.ElmLne | 0 | Library.IntPrjfolder\Equipment Type Library.IntPrjfolder\20kV 150B.TypLne | Network Model.IntPrjfolder\Network Data.IntPrjfolder\Main Grid.ElmNet | Network Model.IntPrjfolder\Network Data.IntPrjfolder\Main Grid.ElmNet\Bus181.ElmTerm\Cub_3.StaCubic | Network Model.IntPrjfolder\Network Data.IntPrjfolder\Main Grid.ElmNet\Terminal(36).ElmTerm\Cub_1.StaCubic | 0.092 | 1 | 1 | 0 | 20 | 1 | 0.0207 | 0.033505 | 0 | 0 | 0.033985 | 0.15708 | 0 | 0 | 1 | 1 | 1 | 1 | 1 | 1 | 1775 | 1746415183 | 0 | -1 | 0 | 0 | 0 | 0 | 0 | 0 | 0 | 0 | 0 | 0 | 0 | 0 | 0 | 0 | 0 | 1000 | 1000 | 1000 | 0 | 0 | 0 | 0 | 0 | 0 | 0 | 0 | 0 | 0 | 0 | 1 | 0 | 0 | 0 | 1 | ["0"] | ["0"] | Line225 | 50 | 0 | 0 | 0 | 0 | 0 | 0 | 1 | 0 | 0 | 0 | 0 | 0 | 0 | 0 | 0 | 0 | D | D | D | B | B | 1 | 1 | 0 | 0 | 100 | 1970-01-01T00:00:00Z | 0 | 0 | Network Model.IntPrjfolder\Network Data.IntPrjfolder\Areas.IntArea\SANGKAPURA.ElmArea | Network Model.IntPrjfolder\Network Data.IntPrjfolder\Main Grid.ElmNet | Network Model.IntPrjfolder\Network Data.IntPrjfolder\Main Grid.ElmNet | 0 | 0 | 0.046 | 0 | 0 | 0 | 0 | 80 | 0 | 0 | MAN | 0 | 1 | 0 | 0 | 0 | 0 | 50 | 0 | 0 | 0 | 0 | 0 | 0 | 1 | 0 | 0 | 1000000 | 0.001 | 0 | 0 | 0 | 0 | 50 | 100000 | 50 | 0 | 0 | 1746599906 | 0 | 0 | 0 | 0 | 0 | 0 | 0 | 0 | 0 | 0.8 | 99999 | 1 | 0 | 1 | 1 | 0 | 0 | 1 | hor | 0 | 0 | 0 | tre | 0 | 0 | 0 | 0 | 1 | 1 | 0 | 0 | 1 | 0 | 0 | 0 | 0 | 0 | 0 | 10 | 10 | 0 | 1.0519 | 1 | 1 | 1 | 1 | 50 | 50 | 50 | 0 | 0.8 | 0 | 0 | 0 | 0.003 | 0.0003 | 100 | 1 | 100 | 100 | 45 | 70 | 70 | 61 | 60 | 0 | 0 | 0.93441 | 3 | 0 | 0 | 1 | 0 | 5 | 4908080 | 0 | 25.5727 | 58.2911 | 4905050 | 12 | 12 | 20 | 0.0084962 | 0.025705 | 100 | 0 | 0.21393 | 0.005175 | 0 | 0 | 1 | 1 | -2 | 1 | 3 | 5 | 1 | 0 | -1 | -1 | 0.001 | 0.001 | 0.001 | 20 | 25 | 5 | 4294967294 | [[]] | 5 | 20 | 0 | 1 | 0 | Cable | 0 | -1 | 0 | 1 | 0 | 0.039269 | 1.2294 | 0.0083761 | 0.039383
Line79 | Network Model.IntPrjfolder\Network Data.IntPrjfolder\Main Grid.ElmNet\Line79.ElmLne | 0 | Library.IntPrjfolder\Equipment Type Library.IntPrjfolder\20kV 150B.TypLne | Network Model.IntPrjfolder\Network Data.IntPrjfolder\Main Grid.ElmNet | Network Model.IntPrjfolder\Network Data.IntPrjfolder\Main Grid.ElmNet\Bus337.ElmTerm\Cub_2.StaCubic | Network Model.IntPrjfolder\Network Data.IntPrjfolder\Main Grid.ElmNet\Bus183.ElmTerm\Cub_1.StaCubic | 2.679 | 1 | 1 | 0 | 20 | 1 | 0.60277 | 0.97564 | 0 | 0 | 0.98962 | 4.574 | 0 | 0 | 1 | 1 | 1 | 1 | 1 | 1 | 1775 | 1746415300 | 0 | -1 | 0 | 0 | 0 | 0 | 0 | 0 | 0 | 0 | 0 | 0 | 0 | 0 | 0 | 0 | 0 | 1000 | 1000 | 1000 | 0 | 0 | 0 | 0 | 0 | 0 | 0 | 0 | 0 | 0 | 0 | 1 | 0 | 0 | 0 | 1 | ["0"] | ["0"] | Line79 | 50 | 0 | 0 | 0 | 0 | 0 | 0 | 1 | 0 | 0 | 0 | 0 | 0 | 0 | 0 | 0 | 0 | D | D | D | B | B | 1 | 1 | 0 | 0 | 100 | 1970-01-01T00:00:00Z | 0 | 0 | Network Model.IntPrjfolder\Network Data.IntPrjfolder\Areas.IntArea\SANGKAPURA.ElmArea | Network Model.IntPrjfolder\Network Data.IntPrjfolder\Main Grid.ElmNet | Network Model.IntPrjfolder\Network Data.IntPrjfolder\Main Grid.ElmNet | 0 | 0 | 1.3395 | 0 | 0 | 0 | 0 | 80 | 0 | 0 | MAN | 0 | 1 | 0 | 0 | 0 | 0 | 50 | 0 | 0 | 0 | 0 | 0 | 0 | 1 | 0 | 0 | 1000000 | 0.001 | 0 | 0 | 0 | 0 | 50 | 100000 | 50 | 0 | 0 | 1746599906 | 0 | 0 | 0 | 0 | 0 | 0 | 0 | 0 | 0 | 0.8 | 99999 | 1 | 0 | 1 | 1 | 0 | 0 | 1 | hor | 0 | 0 | 0 | tre | 0 | 0 | 0 | 0 | 1 | 1 | 0 | 0 | 1 | 0 | 0 | 0 | 0 | 0 | 0 | 10 | 10 | 0 | 1.0519 | 1 | 1 | 1 | 1 | 50 | 50 | 50 | 0 | 0.8 | 0 | 0 | 0 | 0.003 | 0.0003 | 100 | 1 | 100 | 100 | 45 | 70 | 70 | 61 | 60 | 0 | 0 | 0.93441 | 3 | 0 | 0 | 1 | 0 | 5 | 4908100 | 0 | 25.5727 | 58.2911 | 4905050 | 12 | 12 | 20 | 0.24741 | 0.74853 | 100 | 0 | 0.21393 | 0.15069 | 0 | 0 | 1 | 1 | -2 | 1 | 3 | 5 | 1 | 0 | -1 | -1 | 0.001 | 0.001 | 0.001 | 20 | 25 | 5 | 4294967294 | [[]] | 5 | 20 | 0 | 1 | 0 | Cable | 0 | -1 | 0 | 1 | 0 | 1.1435 | 1.2294 | 0.24391 | 1.1468
Line227 | Network Model.IntPrjfolder\Network Data.IntPrjfolder\Main Grid.ElmNet\Line227.ElmLne | 0 | Library.IntPrjfolder\Equipment Type Library.IntPrjfolder\20kV 150B.TypLne | Network Model.IntPrjfolder\Network Data.IntPrjfolder\Main Grid.ElmNet | Network Model.IntPrjfolder\Network Data.IntPrjfolder\Main Grid.ElmNet\Bus183.ElmTerm\Cub_3.StaCubic | Network Model.IntPrjfolder\Network Data.IntPrjfolder\Main Grid.ElmNet\Bus132.ElmTerm\Cub_1.StaCubic | 0.777 | 1 | 1 | 0 | 20 | 1 | 0.17482 | 0.28297 | 0 | 0 | 0.28702 | 1.3266 | 0 | 0 | 1 | 1 | 1 | 1 | 1 | 1 | 1775 | 1746415427 | 0 | -1 | 0 | 0 | 0 | 0 | 0 | 0 | 0 | 0 | 0 | 0 | 0 | 0 | 0 | 0 | 0 | 1000 | 1000 | 1000 | 0 | 0 | 0 | 0 | 0 | 0 | 0 | 0 | 0 | 0 | 0 | 1 | 0 | 0 | 0 | 1 | ["0"] | ["0"] | Line227 | 50 | 0 | 0 | 0 | 0 | 0 | 0 | 1 | 0 | 0 | 0 | 0 | 0 | 0 | 0 | 0 | 0 | D | D | D | B | B | 1 | 1 | 0 | 0 | 100 | 1970-01-01T00:00:00Z | 0 | 0 | Network Model.IntPrjfolder\Network Data.IntPrjfolder\Areas.IntArea\SANGKAPURA.ElmArea | Network Model.IntPrjfolder\Network Data.IntPrjfolder\Main Grid.ElmNet | Network Model.IntPrjfolder\Network Data.IntPrjfolder\Main Grid.ElmNet | 0 | 0 | 0.3885 | 0 | 0 | 0 | 0 | 80 | 0 | 0 | MAN | 0 | 1 | 0 | 0 | 0 | 0 | 50 | 0 | 0 | 0 | 0 | 0 | 0 | 1 | 0 | 0 | 1000000 | 0.001 | 0 | 0 | 0 | 0 | 50 | 100000 | 50 | 0 | 0 | 1746599906 | 0 | 0 | 0 | 0 | 0 | 0 | 0 | 0 | 0 | 0.8 | 99999 | 1 | 0 | 1 | 1 | 0 | 0 | 1 | hor | 0 | 0 | 0 | tre | 0 | 0 | 0 | 0 | 1 | 1 | 0 | 0 | 1 | 0 | 0 | 0 | 0 | 0 | 0 | 10 | 10 | 0 | 1.0519 | 1 | 1 | 1 | 1 | 50 | 50 | 50 | 0 | 0.8 | 0 | 0 | 0 | 0.003 | 0.0003 | 100 | 1 | 100 | 100 | 45 | 70 | 70 | 61 | 60 | 0 | 0 | 0.93441 | 3 | 0 | 0 | 1 | 0 | 5 | 4908131 | 0 | 25.5727 | 58.2911 | 4905050 | 12 | 12 | 20 | 0.071756 | 0.2171 | 100 | 0 | 0.21393 | 0.043706 | 0 | 0 | 1 | 1 | -2 | 1 | 3 | 5 | 1 | 0 | -1 | -1 | 0.001 | 0.001 | 0.001 | 20 | 25 | 5 | 4294967294 | [[]] | 5 | 20 | 0 | 1 | 0 | Cable | 0 | -1 | 0 | 1 | 0 | 0.33165 | 1.2294 | 0.070742 | 0.33262
Line55 | Network Model.IntPrjfolder\Network Data.IntPrjfolder\Main Grid.ElmNet\Line55.ElmLne | 0 | Library.IntPrjfolder\Equipment Type Library.IntPrjfolder\20 kV 150A.TypLne | Network Model.IntPrjfolder\Network Data.IntPrjfolder\Main Grid.ElmNet | Network Model.IntPrjfolder\Network Data.IntPrjfolder\Main Grid.ElmNet\Bus132.ElmTerm\Cub_2.StaCubic | Network Model.IntPrjfolder\Network Data.IntPrjfolder\Main Grid.ElmNet\Bus338.ElmTerm\Cub_1.StaCubic | 1.618 | 1 | 1 | 0 | 20 | 1 | 0.33978 | 0.55319 | 0 | 0 | 0.33978 | 2.7258 | 0 | 0 | 1 | 1 | 1 | 1 | 1 | 1 | 1775 | 1746415431 | 0 | -1 | 0 | 0 | 0 | 0 | 0 | 0 | 0 | 0 | 0 | 0 | 0 | 0 | 0 | 0 | 0 | 1000 | 1000 | 1000 | 0 | 0 | 0 | 0 | 0 | 0 | 0 | 0 | 0 | 0 | 0 | 0 | 0 | 0 | 0 | 1 | ["0"] | ["0"] | Line55 | 50 | 0 | 0 | 0 | 0 | 0 | 0 | 1 | 0 | 0 | 0 | 0 | 0 | 0 | 0 | 0 | 0 | D | D | D | B | B | 1 | 1 | 0 | 0 | 100 | 1970-01-01T00:00:00Z | 0 | 0 | Network Model.IntPrjfolder\Network Data.IntPrjfolder\Areas.IntArea\SANGKAPURA.ElmArea | Network Model.IntPrjfolder\Network Data.IntPrjfolder\Main Grid.ElmNet | Network Model.IntPrjfolder\Network Data.IntPrjfolder\Main Grid.ElmNet | 0 | 0 | 0.809 | 0 | 0 | 0 | 0 | 80 | 0 | 0 | MAN | 0 | 1 | 0 | 0 | 0 | 0 | 50 | 0 | 0 | 0 | 0 | 0 | 0 | 1 | 0 | 0 | 1000000 | 0.001 | 0 | 0 | 0 | 0 | 50 | 100000 | 50 | 0 | 0 | 1746599906 | 0 | 0 | 0 | 0 | 0 | 0 | 0 | 0 | 0 | 0.8 | 99999 | 1 | 0 | 1 | 1 | 0 | 0 | 1 | hor | 0 | 0 | 0 | tre | 0 | 0 | 0 | 0 | 1 | 1 | 0 | 0 | 1 | 0 | 0 | 0 | 0 | 0 | 0 | 10 | 10 | 0 | 1.1155 | 1 | 1 | 1 | 1 | 50 | 50 | 50 | 0 | 0.8 | 0 | 0 | 0 | 0.003 | 0.0003 | 100 | 1 | 100 | 100 | 45 | 70 | 70 | 61 | 60 | 0 | 0 | 0.9969 | 3 | 0 | 0 | 1 | 0 | 5 | 4908139 | 0 | 31.5589 | 58.4411 | 4905050 | 12 | 12 | 20 | 0.084945 | 0.42194 | 100 | 0 | 0 | 0.084945 | 0 | 0 | 1 | 1 | -2 | 1 | 3 | 5 | 1 | 0 | -1 | -1 | 0.001 | 0.001 | 0.001 | 20 | 25 | 5 | 4294967294 | [[]] | 5 | 20 | 0 | 1 | 0 | Overhead Line | 0 | -1 | 0 | 1 | 0 | 0.68144 | 1.3091 | 0.1383 | 0.64921
Line57 | Network Model.IntPrjfolder\Network Data.IntPrjfolder\Main Grid.ElmNet\Line57.ElmLne | 0 | Library.IntPrjfolder\Equipment Type Library.IntPrjfolder\20 kV 150A.TypLne | Network Model.IntPrjfolder\Network Data.IntPrjfolder\Main Grid.ElmNet | Network Model.IntPrjfolder\Network Data.IntPrjfolder\Main Grid.ElmNet\Bus183.ElmTerm\Cub_4.StaCubic | Network Model.IntPrjfolder\Network Data.IntPrjfolder\Main Grid.ElmNet\Bus136.ElmTerm\Cub_1.StaCubic | 0.679 | 1 | 1 | 0 | 20 | 1 | 0.14259 | 0.23215 | 0 | 0 | 0.14259 | 1.1439 | 0 | 0 | 1 | 1 | 1 | 1 | 1 | 1 | 1775 | 1746415511 | 0 | -1 | 0 | 0 | 0 | 0 | 0 | 0 | 0 | 0 | 0 | 0 | 0 | 0 | 0 | 0 | 0 | 1000 | 1000 | 1000 | 0 | 0 | 0 | 0 | 0 | 0 | 0 | 0 | 0 | 0 | 0 | 0 | 0 | 0 | 0 | 1 | ["0"] | ["0"] | Line57 | 50 | 0 | 0 | 0 | 0 | 0 | 0 | 1 | 0 | 0 | 0 | 0 | 0 | 0 | 0 | 0 | 0 | D | D | D | B | B | 1 | 1 | 0 | 0 | 100 | 1970-01-01T00:00:00Z | 0 | 0 | Network Model.IntPrjfolder\Network Data.IntPrjfolder\Areas.IntArea\SANGKAPURA.ElmArea | Network Model.IntPrjfolder\Network Data.IntPrjfolder\Main Grid.ElmNet | Network Model.IntPrjfolder\Network Data.IntPrjfolder\Main Grid.ElmNet | 0 | 0 | 0.3395 | 0 | 0 | 0 | 0 | 80 | 0 | 0 | MAN | 0 | 1 | 0 | 0 | 0 | 0 | 50 | 0 | 0 | 0 | 0 | 0 | 0 | 1 | 0 | 0 | 1000000 | 0.001 | 0 | 0 | 0 | 0 | 50 | 100000 | 50 | 0 | 0 | 1746599906 | 0 | 0 | 0 | 0 | 0 | 0 | 0 | 0 | 0 | 0.8 | 99999 | 1 | 0 | 1 | 1 | 0 | 0 | 1 | hor | 0 | 0 | 0 | tre | 0 | 0 | 0 | 0 | 1 | 1 | 0 | 0 | 1 | 0 | 0 | 0 | 0 | 0 | 0 | 10 | 10 | 0 | 1.1155 | 1 | 1 | 1 | 1 | 50 | 50 | 50 | 0 | 0.8 | 0 | 0 | 0 | 0.003 | 0.0003 | 100 | 1 | 100 | 100 | 45 | 70 | 70 | 61 | 60 | 0 | 0 | 0.9969 | 3 | 0 | 0 | 1 | 0 | 5 | 4908174 | 0 | 31.5589 | 58.4411 | 4905050 | 12 | 12 | 20 | 0.035648 | 0.17707 | 100 | 0 | 0 | 0.035648 | 0 | 0 | 1 | 1 | -2 | 1 | 3 | 5 | 1 | 0 | -1 | -1 | 0.001 | 0.001 | 0.001 | 20 | 25 | 5 | 4294967294 | [[]] | 5 | 20 | 0 | 1 | 0 | Overhead Line | 0 | -1 | 0 | 1 | 0 | 0.28597 | 1.3091 | 0.058038 | 0.27244
Line58 | Network Model.IntPrjfolder\Network Data.IntPrjfolder\Main Grid.ElmNet\Line58.ElmLne | 0 | Library.IntPrjfolder\Equipment Type Library.IntPrjfolder\20 kV 150A.TypLne | Network Model.IntPrjfolder\Network Data.IntPrjfolder\Main Grid.ElmNet | Network Model.IntPrjfolder\Network Data.IntPrjfolder\Main Grid.ElmNet\Bus136.ElmTerm\Cub_3.StaCubic | Network Model.IntPrjfolder\Network Data.IntPrjfolder\Main Grid.ElmNet\Bus139.ElmTerm\Cub_1.StaCubic | 0.928 | 1 | 1 | 0 | 20 | 1 | 0.19488 | 0.31728 | 0 | 0 | 0.19488 | 1.5634 | 0 | 0 | 1 | 1 | 1 | 1 | 1 | 1 | 1775 | 1746415623 | 0 | -1 | 0 | 0 | 0 | 0 | 0 | 0 | 0 | 0 | 0 | 0 | 0 | 0 | 0 | 0 | 0 | 1000 | 1000 | 1000 | 0 | 0 | 0 | 0 | 0 | 0 | 0 | 0 | 0 | 0 | 0 | 0 | 0 | 0 | 0 | 1 | ["0"] | ["0"] | Line58 | 50 | 0 | 0 | 0 | 0 | 0 | 0 | 1 | 0 | 0 | 0 | 0 | 0 | 0 | 0 | 0 | 0 | D | D | D | B | B | 1 | 1 | 0 | 0 | 100 | 1970-01-01T00:00:00Z | 0 | 0 | Network Model.IntPrjfolder\Network Data.IntPrjfolder\Areas.IntArea\SANGKAPURA.ElmArea | Network Model.IntPrjfolder\Network Data.IntPrjfolder\Main Grid.ElmNet | Network Model.IntPrjfolder\Network Data.IntPrjfolder\Main Grid.ElmNet | 0 | 0 | 0.464 | 0 | 0 | 0 | 0 | 80 | 0 | 0 | MAN | 0 | 1 | 0 | 0 | 0 | 0 | 50 | 0 | 0 | 0 | 0 | 0 | 0 | 1 | 0 | 0 | 1000000 | 0.001 | 0 | 0 | 0 | 0 | 50 | 100000 | 50 | 0 | 0 | 1746599906 | 0 | 0 | 0 | 0 | 0 | 0 | 0 | 0 | 0 | 0.8 | 99999 | 1 | 0 | 1 | 1 | 0 | 0 | 1 | hor | 0 | 0 | 0 | tre | 0 | 0 | 0 | 0 | 1 | 1 | 0 | 0 | 1 | 0 | 0 | 0 | 0 | 0 | 0 | 10 | 10 | 0 | 1.1155 | 1 | 1 | 1 | 1 | 50 | 50 | 50 | 0 | 0.8 | 0 | 0 | 0 | 0.003 | 0.0003 | 100 | 1 | 100 | 100 | 45 | 70 | 70 | 61 | 60 | 0 | 0 | 0.9969 | 3 | 0 | 0 | 1 | 0 | 5 | 4908203 | 0 | 31.5589 | 58.4411 | 4905050 | 12 | 12 | 20 | 0.04872 | 0.242 | 100 | 0 | 0 | 0.04872 | 0 | 0 | 1 | 1 | -2 | 1 | 3 | 5 | 1 | 0 | -1 | -1 | 0.001 | 0.001 | 0.001 | 20 | 25 | 5 | 4294967294 | [[]] | 5 | 20 | 0 | 1 | 0 | Overhead Line | 0 | -1 | 0 | 1 | 0 | 0.39084 | 1.3091 | 0.079321 | 0.37235
Line59 | Network Model.IntPrjfolder\Network Data.IntPrjfolder\Main Grid.ElmNet\Line59.ElmLne | 0 | Library.IntPrjfolder\Equipment Type Library.IntPrjfolder\20 kV 150A.TypLne | Network Model.IntPrjfolder\Network Data.IntPrjfolder\Main Grid.ElmNet | Network Model.IntPrjfolder\Network Data.IntPrjfolder\Main Grid.ElmNet\Bus139.ElmTerm\Cub_3.StaCubic | Network Model.IntPrjfolder\Network Data.IntPrjfolder\Main Grid.ElmNet\Bus141.ElmTerm\Cub_1.StaCubic | 1.5 | 1 | 1 | 0 | 20 | 1 | 0.315 | 0.51285 | 0 | 0 | 0.315 | 2.527 | 0 | 0 | 1 | 1 | 1 | 1 | 1 | 1 | 1775 | 1746415724 | 0 | -1 | 0 | 0 | 0 | 0 | 0 | 0 | 0 | 0 | 0 | 0 | 0 | 0 | 0 | 0 | 0 | 1000 | 1000 | 1000 | 0 | 0 | 0 | 0 | 0 | 0 | 0 | 0 | 0 | 0 | 0 | 0 | 0 | 0 | 0 | 1 | ["0"] | ["0"] | Line59 | 50 | 0 | 0 | 0 | 0 | 0 | 0 | 1 | 0 | 0 | 0 | 0 | 0 | 0 | 0 | 0 | 0 | D | D | D | B | B | 1 | 1 | 0 | 0 | 100 | 1970-01-01T00:00:00Z | 0 | 0 | Network Model.IntPrjfolder\Network Data.IntPrjfolder\Areas.IntArea\SANGKAPURA.ElmArea | Network Model.IntPrjfolder\Network Data.IntPrjfolder\Main Grid.ElmNet | Network Model.IntPrjfolder\Network Data.IntPrjfolder\Main Grid.ElmNet | 0 | 0 | 0.75 | 0 | 0 | 0 | 0 | 80 | 0 | 0 | MAN | 0 | 1 | 0 | 0 | 0 | 0 | 50 | 0 | 0 | 0 | 0 | 0 | 0 | 1 | 0 | 0 | 1000000 | 0.001 | 0 | 0 | 0 | 0 | 50 | 100000 | 50 | 0 | 0 | 1746599906 | 0 | 0 | 0 | 0 | 0 | 0 | 0 | 0 | 0 | 0.8 | 99999 | 1 | 0 | 1 | 1 | 0 | 0 | 1 | hor | 0 | 0 | 0 | tre | 0 | 0 | 0 | 0 | 1 | 1 | 0 | 0 | 1 | 0 | 0 | 0 | 0 | 0 | 0 | 10 | 10 | 0 | 1.1155 | 1 | 1 | 1 | 1 | 50 | 50 | 50 | 0 | 0.8 | 0 | 0 | 0 | 0.003 | 0.0003 | 100 | 1 | 100 | 100 | 45 | 70 | 70 | 61 | 60 | 0 | 0 | 0.9969 | 3 | 0 | 0 | 1 | 0 | 5 | 4908232 | 0 | 31.5589 | 58.4411 | 4905050 | 12 | 12 | 20 | 0.07875 | 0.39117 | 100 | 0 | 0 | 0.07875 | 0 | 0 | 1 | 1 | -2 | 1 | 3 | 5 | 1 | 0 | -1 | -1 | 0.001 | 0.001 | 0.001 | 20 | 25 | 5 | 4294967294 | [[]] | 5 | 20 | 0 | 1 | 0 | Overhead Line | 0 | -1 | 0 | 1 | 0 | 0.63175 | 1.3091 | 0.12821 | 0.60186
Line60 | Network Model.IntPrjfolder\Network Data.IntPrjfolder\Main Grid.ElmNet\Line60.ElmLne | 0 | Library.IntPrjfolder\Equipment Type Library.IntPrjfolder\20 kV 150A.TypLne | Network Model.IntPrjfolder\Network Data.IntPrjfolder\Main Grid.ElmNet | Network Model.IntPrjfolder\Network Data.IntPrjfolder\Main Grid.ElmNet\Bus141.ElmTerm\Cub_3.StaCubic | Network Model.IntPrjfolder\Network Data.IntPrjfolder\Main Grid.ElmNet\Bus143.ElmTerm\Cub_1.StaCubic | 0.83 | 1 | 1 | 0 | 20 | 1 | 0.1743 | 0.28378 | 0 | 0 | 0.1743 | 1.3983 | 0 | 0 | 1 | 1 | 1 | 1 | 1 | 1 | 1775 | 1746415872 | 0 | -1 | 0 | 0 | 0 | 0 | 0 | 0 | 0 | 0 | 0 | 0 | 0 | 0 | 0 | 0 | 0 | 1000 | 1000 | 1000 | 0 | 0 | 0 | 0 | 0 | 0 | 0 | 0 | 0 | 0 | 0 | 0 | 0 | 0 | 0 | 1 | ["0"] | ["0"] | Line60 | 50 | 0 | 0 | 0 | 0 | 0 | 0 | 1 | 0 | 0 | 0 | 0 | 0 | 0 | 0 | 0 | 0 | D | D | D | B | B | 1 | 1 | 0 | 0 | 100 | 1970-01-01T00:00:00Z | 0 | 0 | Network Model.IntPrjfolder\Network Data.IntPrjfolder\Areas.IntArea\SANGKAPURA.ElmArea | Network Model.IntPrjfolder\Network Data.IntPrjfolder\Main Grid.ElmNet | Network Model.IntPrjfolder\Network Data.IntPrjfolder\Main Grid.ElmNet | 0 | 0 | 0.415 | 0 | 0 | 0 | 0 | 80 | 0 | 0 | MAN | 0 | 1 | 0 | 0 | 0 | 0 | 50 | 0 | 0 | 0 | 0 | 0 | 0 | 1 | 0 | 0 | 1000000 | 0.001 | 0 | 0 | 0 | 0 | 50 | 100000 | 50 | 0 | 0 | 1746599919 | 0 | 0 | 0 | 0 | 0 | 0 | 0 | 0 | 0 | 0.8 | 99999 | 1 | 0 | 1 | 1 | 0 | 0 | 1 | hor | 0 | 0 | 0 | tre | 0 | 0 | 0 | 0 | 1 | 1 | 0 | 0 | 1 | 0 | 0 | 0 | 0 | 0 | 0 | 10 | 10 | 0 | 1.1155 | 1 | 1 | 1 | 1 | 50 | 50 | 50 | 0 | 0.8 | 0 | 0 | 0 | 0.003 | 0.0003 | 100 | 1 | 100 | 100 | 45 | 70 | 70 | 61 | 60 | 0 | 0 | 0.9969 | 3 | 0 | 0 | 1 | 0 | 5 | 4908261 | 0 | 31.5589 | 58.4411 | 4905050 | 12 | 12 | 20 | 0.043575 | 0.21645 | 100 | 0 | 0 | 0.043575 | 0 | 0 | 1 | 1 | -2 | 1 | 3 | 5 | 1 | 0 | -1 | -1 | 0.001 | 0.001 | 0.001 | 20 | 25 | 5 | 4294967294 | [[]] | 5 | 20 | 0 | 1 | 0 | Overhead Line | 0 | -1 | 0 | 1 | 0 | 0.34957 | 1.3091 | 0.070944 | 0.33303
Line61 | Network Model.IntPrjfolder\Network Data.IntPrjfolder\Main Grid.ElmNet\Line61.ElmLne | 0 | Library.IntPrjfolder\Equipment Type Library.IntPrjfolder\20 kV 150A.TypLne | Network Model.IntPrjfolder\Network Data.IntPrjfolder\Main Grid.ElmNet | Network Model.IntPrjfolder\Network Data.IntPrjfolder\Main Grid.ElmNet\Bus143.ElmTerm\Cub_3.StaCubic | Network Model.IntPrjfolder\Network Data.IntPrjfolder\Main Grid.ElmNet\Terminal(37).ElmTerm\Cub_1.StaCubic | 0.597 | 1 | 1 | 0 | 20 | 1 | 0.12537 | 0.20411 | 0 | 0 | 0.12537 | 1.0057 | 0 | 0 | 1 | 1 | 1 | 1 | 1 | 1 | 1775 | 1746416034 | 0 | -1 | 0 | 0 | 0 | 0 | 0 | 0 | 0 | 0 | 0 | 0 | 0 | 0 | 0 | 0 | 0 | 1000 | 1000 | 1000 | 0 | 0 | 0 | 0 | 0 | 0 | 0 | 0 | 0 | 0 | 0 | 0 | 0 | 0 | 0 | 1 | ["0"] | ["0"] | Line61 | 50 | 0 | 0 | 0 | 0 | 0 | 0 | 1 | 0 | 0 | 0 | 0 | 0 | 0 | 0 | 0 | 0 | D | D | D | B | B | 1 | 1 | 0 | 0 | 100 | 1970-01-01T00:00:00Z | 0 | 0 | Network Model.IntPrjfolder\Network Data.IntPrjfolder\Areas.IntArea\SANGKAPURA.ElmArea | Network Model.IntPrjfolder\Network Data.IntPrjfolder\Main Grid.ElmNet | Network Model.IntPrjfolder\Network Data.IntPrjfolder\Main Grid.ElmNet | 0 | 0 | 0.2985 | 0 | 0 | 0 | 0 | 80 | 0 | 0 | MAN | 0 | 1 | 0 | 0 | 0 | 0 | 50 | 0 | 0 | 0 | 0 | 0 | 0 | 1 | 0 | 0 | 1000000 | 0.001 | 0 | 0 | 0 | 0 | 50 | 100000 | 50 | 0 | 0 | 1746599919 | 0 | 0 | 0 | 0 | 0 | 0 | 0 | 0 | 0 | 0.8 | 99999 | 1 | 0 | 1 | 1 | 0 | 0 | 1 | hor | 0 | 0 | 0 | tre | 0 | 0 | 0 | 0 | 1 | 1 | 0 | 0 | 1 | 0 | 0 | 0 | 0 | 0 | 0 | 10 | 10 | 0 | 1.1155 | 1 | 1 | 1 | 1 | 50 | 50 | 50 | 0 | 0.8 | 0 | 0 | 0 | 0.003 | 0.0003 | 100 | 1 | 100 | 100 | 45 | 70 | 70 | 61 | 60 | 0 | 0 | 0.9969 | 3 | 0 | 0 | 1 | 0 | 5 | 4908289 | 0 | 31.5589 | 58.4411 | 4905050 | 12 | 12 | 20 | 0.031342 | 0.15568 | 100 | 0 | 0 | 0.031342 | 0 | 0 | 1 | 1 | -2 | 1 | 3 | 5 | 1 | 0 | -1 | -1 | 0.001 | 0.001 | 0.001 | 20 | 25 | 5 | 4294967294 | [[]] | 5 | 20 | 0 | 1 | 0 | Overhead Line | 0 | -1 | 0 | 1 | 0 | 0.25144 | 1.3091 | 0.051029 | 0.23954
Line229 | Network Model.IntPrjfolder\Network Data.IntPrjfolder\Main Grid.ElmNet\Line229.ElmLne | 0 | Library.IntPrjfolder\Equipment Type Library.IntPrjfolder\20 kV 150A.TypLne | Network Model.IntPrjfolder\Network Data.IntPrjfolder\Main Grid.ElmNet | Network Model.IntPrjfolder\Network Data.IntPrjfolder\Main Grid.ElmNet\Bus339.ElmTerm\Cub_2.StaCubic | Network Model.IntPrjfolder\Network Data.IntPrjfolder\Main Grid.ElmNet\Bus145.ElmTerm\Cub_1.StaCubic | 0.093 | 1 | 1 | 0 | 20 | 1 | 0.01953 | 0.031797 | 0 | 0 | 0.01953 | 0.15667 | 0 | 0 | 1 | 1 | 1 | 1 | 1 | 1 | 1775 | 1746416112 | 0 | -1 | 0 | 0 | 0 | 0 | 0 | 0 | 0 | 0 | 0 | 0 | 0 | 0 | 0 | 0 | 0 | 1000 | 1000 | 1000 | 0 | 0 | 0 | 0 | 0 | 0 | 0 | 0 | 0 | 0 | 0 | 0 | 0 | 0 | 0 | 1 | ["0"] | ["0"] | Line229 | 50 | 0 | 0 | 0 | 0 | 0 | 0 | 1 | 0 | 0 | 0 | 0 | 0 | 0 | 0 | 0 | 0 | D | D | D | B | B | 1 | 1 | 0 | 0 | 100 | 1970-01-01T00:00:00Z | 0 | 0 | Network Model.IntPrjfolder\Network Data.IntPrjfolder\Areas.IntArea\SANGKAPURA.ElmArea | Network Model.IntPrjfolder\Network Data.IntPrjfolder\Main Grid.ElmNet | Network Model.IntPrjfolder\Network Data.IntPrjfolder\Main Grid.ElmNet | 0 | 0 | 0.0465 | 0 | 0 | 0 | 0 | 80 | 0 | 0 | MAN | 0 | 1 | 0 | 0 | 0 | 0 | 50 | 0 | 0 | 0 | 0 | 0 | 0 | 1 | 0 | 0 | 1000000 | 0.001 | 0 | 0 | 0 | 0 | 50 | 100000 | 50 | 0 | 0 | 1746599919 | 0 | 0 | 0 | 0 | 0 | 0 | 0 | 0 | 0 | 0.8 | 99999 | 1 | 0 | 1 | 1 | 0 | 0 | 1 | hor | 0 | 0 | 0 | tre | 0 | 0 | 0 | 0 | 1 | 1 | 0 | 0 | 1 | 0 | 0 | 0 | 0 | 0 | 0 | 10 | 10 | 0 | 1.1155 | 1 | 1 | 1 | 1 | 50 | 50 | 50 | 0 | 0.8 | 0 | 0 | 0 | 0.003 | 0.0003 | 100 | 1 | 100 | 100 | 45 | 70 | 70 | 61 | 60 | 0 | 0 | 0.9969 | 3 | 0 | 0 | 1 | 0 | 5 | 4908308 | 0 | 31.5589 | 58.4411 | 4905050 | 12 | 12 | 20 | 0.0048825 | 0.024252 | 100 | 0 | 0 | 0.0048825 | 0 | 0 | 1 | 1 | -2 | 1 | 3 | 5 | 1 | 0 | -1 | -1 | 0.001 | 0.001 | 0.001 | 20 | 25 | 5 | 4294967294 | [[]] | 5 | 20 | 0 | 1 | 0 | Overhead Line | 0 | -1 | 0 | 1 | 0 | 0.039168 | 1.3091 | 0.0079492 | 0.037316
Line62 | Network Model.IntPrjfolder\Network Data.IntPrjfolder\Main Grid.ElmNet\Line62.ElmLne | 0 | Library.IntPrjfolder\Equipment Type Library.IntPrjfolder\20 kV 150A.TypLne | Network Model.IntPrjfolder\Network Data.IntPrjfolder\Main Grid.ElmNet | Network Model.IntPrjfolder\Network Data.IntPrjfolder\Main Grid.ElmNet\Bus145.ElmTerm\Cub_3.StaCubic | Network Model.IntPrjfolder\Network Data.IntPrjfolder\Main Grid.ElmNet\Bus147.ElmTerm\Cub_1.StaCubic | 1.203 | 1 | 1 | 0 | 20 | 1 | 0.25263 | 0.41131 | 0 | 0 | 0.25263 | 2.0266 | 0 | 0 | 1 | 1 | 1 | 1 | 1 | 1 | 1775 | 1746416222 | 0 | -1 | 0 | 0 | 0 | 0 | 0 | 0 | 0 | 0 | 0 | 0 | 0 | 0 | 0 | 0 | 0 | 1000 | 1000 | 1000 | 0 | 0 | 0 | 0 | 0 | 0 | 0 | 0 | 0 | 0 | 0 | 0 | 0 | 0 | 0 | 1 | ["0"] | ["0"] | Line62 | 50 | 0 | 0 | 0 | 0 | 0 | 0 | 1 | 0 | 0 | 0 | 0 | 0 | 0 | 0 | 0 | 0 | D | D | D | B | B | 1 | 1 | 0 | 0 | 100 | 1970-01-01T00:00:00Z | 0 | 0 | Network Model.IntPrjfolder\Network Data.IntPrjfolder\Areas.IntArea\SANGKAPURA.ElmArea | Network Model.IntPrjfolder\Network Data.IntPrjfolder\Main Grid.ElmNet | Network Model.IntPrjfolder\Network Data.IntPrjfolder\Main Grid.ElmNet | 0 | 0 | 0.6015 | 0 | 0 | 0 | 0 | 80 | 0 | 0 | MAN | 0 | 1 | 0 | 0 | 0 | 0 | 50 | 0 | 0 | 0 | 0 | 0 | 0 | 1 | 0 | 0 | 1000000 | 0.001 | 0 | 0 | 0 | 0 | 50 | 100000 | 50 | 0 | 0 | 1746599919 | 0 | 0 | 0 | 0 | 0 | 0 | 0 | 0 | 0 | 0.8 | 99999 | 1 | 0 | 1 | 1 | 0 | 0 | 1 | hor | 0 | 0 | 0 | tre | 0 | 0 | 0 | 0 | 1 | 1 | 0 | 0 | 1 | 0 | 0 | 0 | 0 | 0 | 0 | 10 | 10 | 0 | 1.1155 | 1 | 1 | 1 | 1 | 50 | 50 | 50 | 0 | 0.8 | 0 | 0 | 0 | 0.003 | 0.0003 | 100 | 1 | 100 | 100 | 45 | 70 | 70 | 61 | 60 | 0 | 0 | 0.9969 | 3 | 0 | 0 | 1 | 0 | 5 | 4908333 | 0 | 31.5589 | 58.4411 | 4905050 | 12 | 12 | 20 | 0.063157 | 0.31372 | 100 | 0 | 0 | 0.063157 | 0 | 0 | 1 | 1 | -2 | 1 | 3 | 5 | 1 | 0 | -1 | -1 | 0.001 | 0.001 | 0.001 | 20 | 25 | 5 | 4294967294 | [[]] | 5 | 20 | 0 | 1 | 0 | Overhead Line | 0 | -1 | 0 | 1 | 0 | 0.50666 | 1.3091 | 0.10283 | 0.48269
Line245 | Network Model.IntPrjfolder\Network Data.IntPrjfolder\Main Grid.ElmNet\Line245.ElmLne | 0 | Library.IntPrjfolder\Equipment Type Library.IntPrjfolder\20 kV 150A.TypLne | Network Model.IntPrjfolder\Network Data.IntPrjfolder\Main Grid.ElmNet | Network Model.IntPrjfolder\Network Data.IntPrjfolder\Main Grid.ElmNet\Bus147.ElmTerm\Cub_3.StaCubic | Network Model.IntPrjfolder\Network Data.IntPrjfolder\Main Grid.ElmNet\Bus365.ElmTerm\Cub_1.StaCubic | 1.516 | 1 | 1 | 0 | 20 | 1 | 0.31836 | 0.51832 | 0 | 0 | 0.31836 | 2.5539 | 0 | 0 | 1 | 1 | 1 | 1 | 1 | 1 | 1775 | 1746416410 | 0 | -1 | 0 | 0 | 0 | 0 | 0 | 0 | 0 | 0 | 0 | 0 | 0 | 0 | 0 | 0 | 0 | 1000 | 1000 | 1000 | 0 | 0 | 0 | 0 | 0 | 0 | 0 | 0 | 0 | 0 | 0 | 0 | 0 | 0 | 0 | 1 | ["0"] | ["0"] | Line245 | 50 | 0 | 0 | 0 | 0 | 0 | 0 | 1 | 0 | 0 | 0 | 0 | 0 | 0 | 0 | 0 | 0 | D | D | D | B | B | 1 | 1 | 0 | 0 | 100 | 1970-01-01T00:00:00Z | 0 | 0 | Network Model.IntPrjfolder\Network Data.IntPrjfolder\Areas.IntArea\SANGKAPURA.ElmArea | Network Model.IntPrjfolder\Network Data.IntPrjfolder\Main Grid.ElmNet | Network Model.IntPrjfolder\Network Data.IntPrjfolder\Main Grid.ElmNet | 0 | 0 | 0.758 | 0 | 0 | 0 | 0 | 80 | 0 | 0 | MAN | 0 | 1 | 0 | 0 | 0 | 0 | 50 | 0 | 0 | 0 | 0 | 0 | 0 | 1 | 0 | 0 | 1000000 | 0.001 | 0 | 0 | 0 | 0 | 50 | 100000 | 50 | 0 | 0 | 1746599919 | 0 | 0 | 0 | 0 | 0 | 0 | 0 | 0 | 0 | 0.8 | 99999 | 1 | 0 | 1 | 1 | 0 | 0 | 1 | hor | 0 | 0 | 0 | tre | 0 | 0 | 0 | 0 | 1 | 1 | 0 | 0 | 1 | 0 | 0 | 0 | 0 | 0 | 0 | 10 | 10 | 0 | 1.1155 | 1 | 1 | 1 | 1 | 50 | 50 | 50 | 0 | 0.8 | 0 | 0 | 0 | 0.003 | 0.0003 | 100 | 1 | 100 | 100 | 45 | 70 | 70 | 61 | 60 | 0 | 0 | 0.9969 | 3 | 0 | 0 | 1 | 0 | 5 | 4908367 | 0 | 31.5589 | 58.4411 | 4905050 | 12 | 12 | 20 | 0.07959 | 0.39534 | 100 | 0 | 0 | 0.07959 | 0 | 0 | 1 | 1 | -2 | 1 | 3 | 5 | 1 | 0 | -1 | -1 | 0.001 | 0.001 | 0.001 | 20 | 25 | 5 | 4294967294 | [[]] | 5 | 20 | 0 | 1 | 0 | Overhead Line | 0 | -1 | 0 | 1 | 0 | 0.63849 | 1.3091 | 0.12958 | 0.60828
Line251 | Network Model.IntPrjfolder\Network Data.IntPrjfolder\Main Grid.ElmNet\Line251.ElmLne | 0 | Library.IntPrjfolder\Equipment Type Library.IntPrjfolder\20 kV 150A.TypLne | Network Model.IntPrjfolder\Network Data.IntPrjfolder\Main Grid.ElmNet | Network Model.IntPrjfolder\Network Data.IntPrjfolder\Main Grid.ElmNet\Bus365.ElmTerm\Cub_3.StaCubic | Network Model.IntPrjfolder\Network Data.IntPrjfolder\Main Grid.ElmNet\Bus371.ElmTerm\Cub_1.StaCubic | 0.122 | 1 | 1 | 0 | 20 | 1 | 0.02562 | 0.041712 | 0 | 0 | 0.02562 | 0.20553 | 0 | 0 | 1 | 1 | 1 | 1 | 1 | 1 | 1775 | 1746416476 | 0 | -1 | 0 | 0 | 0 | 0 | 0 | 0 | 0 | 0 | 0 | 0 | 0 | 0 | 0 | 0 | 0 | 1000 | 1000 | 1000 | 0 | 0 | 0 | 0 | 0 | 0 | 0 | 0 | 0 | 0 | 0 | 0 | 0 | 0 | 0 | 1 | ["0"] | ["0"] | Line251 | 50 | 0 | 0 | 0 | 0 | 0 | 0 | 1 | 0 | 0 | 0 | 0 | 0 | 0 | 0 | 0 | 0 | D | D | D | B | B | 1 | 1 | 0 | 0 | 100 | 1970-01-01T00:00:00Z | 0 | 0 | Network Model.IntPrjfolder\Network Data.IntPrjfolder\Areas.IntArea\SANGKAPURA.ElmArea | Network Model.IntPrjfolder\Network Data.IntPrjfolder\Main Grid.ElmNet | Network Model.IntPrjfolder\Network Data.IntPrjfolder\Main Grid.ElmNet | 0 | 0 | 0.061 | 0 | 0 | 0 | 0 | 80 | 0 | 0 | MAN | 0 | 1 | 0 | 0 | 0 | 0 | 50 | 0 | 0 | 0 | 0 | 0 | 0 | 1 | 0 | 0 | 1000000 | 0.001 | 0 | 0 | 0 | 0 | 50 | 100000 | 50 | 0 | 0 | 1746599919 | 0 | 0 | 0 | 0 | 0 | 0 | 0 | 0 | 0 | 0.8 | 99999 | 1 | 0 | 1 | 1 | 0 | 0 | 1 | hor | 0 | 0 | 0 | tre | 0 | 0 | 0 | 0 | 1 | 1 | 0 | 0 | 1 | 0 | 0 | 0 | 0 | 0 | 0 | 10 | 10 | 0 | 1.1155 | 1 | 1 | 1 | 1 | 50 | 50 | 50 | 0 | 0.8 | 0 | 0 | 0 | 0.003 | 0.0003 | 100 | 1 | 100 | 100 | 45 | 70 | 70 | 61 | 60 | 0 | 0 | 0.9969 | 3 | 0 | 0 | 1 | 0 | 5 | 4908391 | 0 | 31.5589 | 58.4411 | 4905050 | 12 | 12 | 20 | 0.006405 | 0.031815 | 100 | 0 | 0 | 0.006405 | 0 | 0 | 1 | 1 | -2 | 1 | 3 | 5 | 1 | 0 | -1 | -1 | 0.001 | 0.001 | 0.001 | 20 | 25 | 5 | 4294967294 | [[]] | 5 | 20 | 0 | 1 | 0 | Overhead Line | 0 | -1 | 0 | 1 | 0 | 0.051382 | 1.3091 | 0.010428 | 0.048952
Line247 | Network Model.IntPrjfolder\Network Data.IntPrjfolder\Main Grid.ElmNet\Line247.ElmLne | 0 | Library.IntPrjfolder\Equipment Type Library.IntPrjfolder\20 kV 150A.TypLne | Network Model.IntPrjfolder\Network Data.IntPrjfolder\Main Grid.ElmNet | Network Model.IntPrjfolder\Network Data.IntPrjfolder\Main Grid.ElmNet\Bus371.ElmTerm\Cub_2.StaCubic | Network Model.IntPrjfolder\Network Data.IntPrjfolder\Main Grid.ElmNet\Bus370.ElmTerm\Cub_1.StaCubic | 0.15 | 1 | 1 | 0 | 20 | 1 | 0.0315 | 0.051285 | 0 | 0 | 0.0315 | 0.2527 | 0 | 0 | 1 | 1 | 1 | 1 | 1 | 1 | 1775 | 1746416510 | 0 | -1 | 0 | 0 | 0 | 0 | 0 | 0 | 0 | 0 | 0 | 0 | 0 | 0 | 0 | 0 | 0 | 1000 | 1000 | 1000 | 0 | 0 | 0 | 0 | 0 | 0 | 0 | 0 | 0 | 0 | 0 | 0 | 0 | 0 | 0 | 1 | ["0"] | ["0"] | Line247 | 50 | 0 | 0 | 0 | 0 | 0 | 0 | 1 | 0 | 0 | 0 | 0 | 0 | 0 | 0 | 0 | 0 | D | D | D | B | B | 1 | 1 | 0 | 0 | 100 | 1970-01-01T00:00:00Z | 0 | 0 | Network Model.IntPrjfolder\Network Data.IntPrjfolder\Areas.IntArea\SANGKAPURA.ElmArea | Network Model.IntPrjfolder\Network Data.IntPrjfolder\Main Grid.ElmNet | Network Model.IntPrjfolder\Network Data.IntPrjfolder\Main Grid.ElmNet | 0 | 0 | 0.075 | 0 | 0 | 0 | 0 | 80 | 0 | 0 | MAN | 0 | 1 | 0 | 0 | 0 | 0 | 50 | 0 | 0 | 0 | 0 | 0 | 0 | 1 | 0 | 0 | 1000000 | 0.001 | 0 | 0 | 0 | 0 | 50 | 100000 | 50 | 0 | 0 | 1746599919 | 0 | 0 | 0 | 0 | 0 | 1 | 0 | 0 | 0 | 0.8 | 99999 | 1 | 0 | 1 | 1 | 0 | 0 | 1 | hor | 0 | 0 | 0 | tre | 0 | 0 | 0 | 0 | 1 | 1 | 0 | 0 | 1 | 0 | 0 | 0 | 0 | 0 | 0 | 10 | 10 | 0 | 1.1155 | 1 | 1 | 1 | 1 | 50 | 50 | 50 | 0 | 0.8 | 0 | 0 | 0 | 0.003 | 0.0003 | 100 | 1 | 100 | 100 | 45 | 70 | 70 | 61 | 60 | 0 | 0 | 0.9969 | 3 | 0 | 0 | 1 | 0 | 5 | 4908400 | 0 | 31.5589 | 58.4411 | 4905050 | 12 | 12 | 20 | 0.007875 | 0.039117 | 100 | 0 | 0 | 0.007875 | 0 | 0 | 1 | 1 | -2 | 1 | 3 | 5 | 1 | 0 | -1 | -1 | 0.001 | 0.001 | 0.001 | 20 | 25 | 5 | 4294967294 | [[]] | 5 | 20 | 0 | 1 | 0 | Overhead Line | 0 | -1 | 0 | 1 | 0 | 0.063175 | 1.3091 | 0.012821 | 0.060186
Line249 | Network Model.IntPrjfolder\Network Data.IntPrjfolder\Main Grid.ElmNet\Line249.ElmLne | 0 | Library.IntPrjfolder\Equipment Type Library.IntPrjfolder\20 kV 150A.TypLne | Network Model.IntPrjfolder\Network Data.IntPrjfolder\Main Grid.ElmNet | Network Model.IntPrjfolder\Network Data.IntPrjfolder\Main Grid.ElmNet\Bus370.ElmTerm\Cub_2.StaCubic | Network Model.IntPrjfolder\Network Data.IntPrjfolder\Main Grid.ElmNet\Bus369.ElmTerm\Cub_1.StaCubic | 0.695 | 1 | 1 | 0 | 20 | 1 | 0.14595 | 0.23762 | 0 | 0 | 0.14595 | 1.1708 | 0 | 0 | 1 | 1 | 1 | 1 | 1 | 1 | 1775 | 1746417523 | 0 | -1 | 0 | 0 | 0 | 0 | 0 | 0 | 0 | 0 | 0 | 0 | 0 | 0 | 0 | 0 | 0 | 1000 | 1000 | 1000 | 0 | 0 | 0 | 0 | 0 | 0 | 0 | 0 | 0 | 0 | 0 | 0 | 0 | 0 | 0 | 1 | ["0"] | ["0"] | Line249 | 50 | 0 | 0 | 0 | 0 | 0 | 0 | 1 | 0 | 0 | 0 | 0 | 0 | 0 | 0 | 0 | 0 | D | D | D | B | B | 1 | 1 | 0 | 0 | 100 | 1970-01-01T00:00:00Z | 0 | 0 | Network Model.IntPrjfolder\Network Data.IntPrjfolder\Areas.IntArea\SANGKAPURA.ElmArea | Network Model.IntPrjfolder\Network Data.IntPrjfolder\Main Grid.ElmNet | Network Model.IntPrjfolder\Network Data.IntPrjfolder\Main Grid.ElmNet | 0 | 0 | 0.3475 | 0 | 0 | 0 | 0 | 80 | 0 | 0 | MAN | 0 | 1 | 0 | 0 | 0 | 0 | 50 | 0 | 0 | 0 | 0 | 0 | 0 | 1 | 0 | 0 | 1000000 | 0.001 | 0 | 0 | 0 | 0 | 50 | 100000 | 50 | 0 | 0 | 1746599926 | 0 | 0 | 0 | 0 | 0 | 0 | 0 | 0 | 0 | 0.8 | 99999 | 1 | 0 | 1 | 1 | 0 | 0 | 1 | hor | 0 | 0 | 0 | tre | 0 | 0 | 0 | 0 | 1 | 1 | 0 | 0 | 1 | 0 | 0 | 0 | 0 | 0 | 0 | 10 | 10 | 0 | 1.1155 | 1 | 1 | 1 | 1 | 50 | 50 | 50 | 0 | 0.8 | 0 | 0 | 0 | 0.003 | 0.0003 | 100 | 1 | 100 | 100 | 45 | 70 | 70 | 61 | 60 | 0 | 0 | 0.9969 | 3 | 0 | 0 | 1 | 0 | 5 | 4908411 | 0 | 31.5589 | 58.4411 | 4905050 | 12 | 12 | 20 | 0.036487 | 0.18124 | 100 | 0 | 0 | 0.036487 | 0 | 0 | 1 | 1 | -2 | 1 | 3 | 5 | 1 | 0 | -1 | -1 | 0.001 | 0.001 | 0.001 | 20 | 25 | 5 | 4294967294 | [[]] | 5 | 20 | 0 | 1 | 0 | Overhead Line | 0 | -1 | 0 | 1 | 0 | 0.29271 | 1.3091 | 0.059405 | 0.27886
Line231 | Network Model.IntPrjfolder\Network Data.IntPrjfolder\Main Grid.ElmNet\Line231.ElmLne | 0 | Library.IntPrjfolder\Equipment Type Library.IntPrjfolder\20 kV 150A.TypLne | Network Model.IntPrjfolder\Network Data.IntPrjfolder\Main Grid.ElmNet | Network Model.IntPrjfolder\Network Data.IntPrjfolder\Main Grid.ElmNet\Bus147.ElmTerm\Cub_4.StaCubic | Network Model.IntPrjfolder\Network Data.IntPrjfolder\Main Grid.ElmNet\Terminal(38).ElmTerm\Cub_1.StaCubic | 0.199 | 1 | 1 | 0 | 20 | 1 | 0.04179 | 0.068038 | 0 | 0 | 0.04179 | 0.33525 | 0 | 0 | 1 | 1 | 1 | 1 | 1 | 1 | 1775 | 1746417676 | 0 | -1 | 0 | 0 | 0 | 0 | 0 | 0 | 0 | 0 | 0 | 0 | 0 | 0 | 0 | 0 | 0 | 1000 | 1000 | 1000 | 0 | 0 | 0 | 0 | 0 | 0 | 0 | 0 | 0 | 0 | 0 | 0 | 0 | 0 | 0 | 1 | ["0"] | ["0"] | Line231 | 50 | 0 | 0 | 0 | 0 | 0 | 0 | 1 | 0 | 0 | 0 | 0 | 0 | 0 | 0 | 0 | 0 | D | D | D | B | B | 1 | 1 | 0 | 0 | 100 | 1970-01-01T00:00:00Z | 0 | 0 | Network Model.IntPrjfolder\Network Data.IntPrjfolder\Areas.IntArea\SANGKAPURA.ElmArea | Network Model.IntPrjfolder\Network Data.IntPrjfolder\Main Grid.ElmNet | Network Model.IntPrjfolder\Network Data.IntPrjfolder\Main Grid.ElmNet | 0 | 0 | 0.0995 | 0 | 0 | 0 | 0 | 80 | 0 | 0 | MAN | 0 | 1 | 0 | 0 | 0 | 0 | 50 | 0 | 0 | 0 | 0 | 0 | 0 | 1 | 0 | 0 | 1000000 | 0.001 | 0 | 0 | 0 | 0 | 50 | 100000 | 50 | 0 | 0 | 1746599919 | 0 | 0 | 0 | 0 | 0 | 0 | 0 | 0 | 0 | 0.8 | 99999 | 1 | 0 | 1 | 1 | 0 | 0 | 1 | hor | 0 | 0 | 0 | tre | 0 | 0 | 0 | 0 | 1 | 1 | 0 | 0 | 1 | 0 | 0 | 0 | 0 | 0 | 0 | 10 | 10 | 0 | 1.1155 | 1 | 1 | 1 | 1 | 50 | 50 | 50 | 0 | 0.8 | 0 | 0 | 0 | 0.003 | 0.0003 | 100 | 1 | 100 | 100 | 45 | 70 | 70 | 61 | 60 | 0 | 0 | 0.9969 | 3 | 0 | 0 | 1 | 0 | 5 | 4908450 | 0 | 31.5589 | 58.4411 | 4905050 | 12 | 12 | 20 | 0.010447 | 0.051895 | 100 | 0 | 0 | 0.010447 | 0 | 0 | 1 | 1 | -2 | 1 | 3 | 5 | 1 | 0 | -1 | -1 | 0.001 | 0.001 | 0.001 | 20 | 25 | 5 | 4294967294 | [[]] | 5 | 20 | 0 | 1 | 0 | Overhead Line | 0 | -1 | 0 | 1 | 0 | 0.083812 | 1.3091 | 0.01701 | 0.079847
Line233 | Network Model.IntPrjfolder\Network Data.IntPrjfolder\Main Grid.ElmNet\Line233.ElmLne | 0 | Library.IntPrjfolder\Equipment Type Library.IntPrjfolder\20 kV 150A.TypLne | Network Model.IntPrjfolder\Network Data.IntPrjfolder\Main Grid.ElmNet | Network Model.IntPrjfolder\Network Data.IntPrjfolder\Main Grid.ElmNet\Terminal(38).ElmTerm\Cub_2.StaCubic | Network Model.IntPrjfolder\Network Data.IntPrjfolder\Main Grid.ElmNet\Bus343.ElmTerm\Cub_1.StaCubic | 0.185 | 1 | 1 | 0 | 20 | 1 | 0.03885 | 0.063252 | 0 | 0 | 0.03885 | 0.31166 | 0 | 0 | 1 | 1 | 1 | 1 | 1 | 1 | 1775 | 1746417728 | 0 | -1 | 0 | 0 | 0 | 0 | 0 | 0 | 0 | 0 | 0 | 0 | 0 | 0 | 0 | 0 | 0 | 1000 | 1000 | 1000 | 0 | 0 | 0 | 0 | 0 | 0 | 0 | 0 | 0 | 0 | 0 | 0 | 0 | 0 | 0 | 1 | ["0"] | ["0"] | Line233 | 50 | 0 | 0 | 0 | 0 | 0 | 0 | 1 | 0 | 0 | 0 | 0 | 0 | 0 | 0 | 0 | 0 | D | D | D | B | B | 1 | 1 | 0 | 0 | 100 | 1970-01-01T00:00:00Z | 0 | 0 | Network Model.IntPrjfolder\Network Data.IntPrjfolder\Areas.IntArea\SANGKAPURA.ElmArea | Network Model.IntPrjfolder\Network Data.IntPrjfolder\Main Grid.ElmNet | Network Model.IntPrjfolder\Network Data.IntPrjfolder\Main Grid.ElmNet | 0 | 0 | 0.0925 | 0 | 0 | 0 | 0 | 80 | 0 | 0 | MAN | 0 | 1 | 0 | 0 | 0 | 0 | 50 | 0 | 0 | 0 | 0 | 0 | 0 | 1 | 0 | 0 | 1000000 | 0.001 | 0 | 0 | 0 | 0 | 50 | 100000 | 50 | 0 | 0 | 1746599919 | 0 | 0 | 0 | 0 | 0 | 0 | 0 | 0 | 0 | 0.8 | 99999 | 1 | 0 | 1 | 1 | 0 | 0 | 1 | hor | 0 | 0 | 0 | tre | 0 | 0 | 0 | 0 | 1 | 1 | 0 | 0 | 1 | 0 | 0 | 0 | 0 | 0 | 0 | 10 | 10 | 0 | 1.1155 | 1 | 1 | 1 | 1 | 50 | 50 | 50 | 0 | 0.8 | 0 | 0 | 0 | 0.003 | 0.0003 | 100 | 1 | 100 | 100 | 45 | 70 | 70 | 61 | 60 | 0 | 0 | 0.9969 | 3 | 0 | 0 | 1 | 0 | 5 | 4908461 | 0 | 31.5589 | 58.4411 | 4905050 | 12 | 12 | 20 | 0.0097125 | 0.048244 | 100 | 0 | 0 | 0.0097125 | 0 | 0 | 1 | 1 | -2 | 1 | 3 | 5 | 1 | 0 | -1 | -1 | 0.001 | 0.001 | 0.001 | 20 | 25 | 5 | 4294967294 | [[]] | 5 | 20 | 0 | 1 | 0 | Overhead Line | 0 | -1 | 0 | 1 | 0 | 0.077916 | 1.3091 | 0.015813 | 0.07423
Line237 | Network Model.IntPrjfolder\Network Data.IntPrjfolder\Main Grid.ElmNet\Line237.ElmLne | 0 | Library.IntPrjfolder\Equipment Type Library.IntPrjfolder\20 kV 150A.TypLne | Network Model.IntPrjfolder\Network Data.IntPrjfolder\Main Grid.ElmNet | Network Model.IntPrjfolder\Network Data.IntPrjfolder\Main Grid.ElmNet\Terminal(39).ElmTerm\Cub_1.StaCubic | Network Model.IntPrjfolder\Network Data.IntPrjfolder\Main Grid.ElmNet\Bus343.ElmTerm\Cub_3.StaCubic | 0.109 | 1 | 1 | 0 | 20 | 1 | 0.02289 | 0.037267 | 0 | 0 | 0.02289 | 0.18363 | 0 | 0 | 1 | 1 | 1 | 1 | 1 | 1 | 1775 | 1746417799 | 0 | -1 | 0 | 0 | 0 | 0 | 0 | 0 | 0 | 0 | 0 | 0 | 0 | 0 | 0 | 0 | 0 | 1000 | 1000 | 1000 | 0 | 0 | 0 | 0 | 0 | 0 | 0 | 0 | 0 | 0 | 0 | 0 | 0 | 0 | 0 | 1 | ["0"] | ["0"] | Line237 | 50 | 0 | 0 | 0 | 0 | 0 | 0 | 1 | 0 | 0 | 0 | 0 | 0 | 0 | 0 | 0 | 0 | D | D | D | B | B | 1 | 1 | 0 | 0 | 100 | 1970-01-01T00:00:00Z | 0 | 0 | Network Model.IntPrjfolder\Network Data.IntPrjfolder\Areas.IntArea\SANGKAPURA.ElmArea | Network Model.IntPrjfolder\Network Data.IntPrjfolder\Main Grid.ElmNet | Network Model.IntPrjfolder\Network Data.IntPrjfolder\Main Grid.ElmNet | 0 | 0 | 0.0545 | 0 | 0 | 0 | 0 | 80 | 0 | 0 | MAN | 0 | 1 | 0 | 0 | 0 | 0 | 50 | 0 | 0 | 0 | 0 | 0 | 0 | 1 | 0 | 0 | 1000000 | 0.001 | 0 | 0 | 0 | 0 | 50 | 100000 | 50 | 0 | 0 | 1746599919 | 0 | 0 | 0 | 0 | 0 | 0 | 0 | 0 | 0 | 0.8 | 99999 | 1 | 0 | 1 | 1 | 0 | 0 | 1 | hor | 0 | 0 | 0 | tre | 0 | 0 | 0 | 0 | 1 | 1 | 0 | 0 | 1 | 0 | 0 | 0 | 0 | 0 | 0 | 10 | 10 | 0 | 1.1155 | 1 | 1 | 1 | 1 | 50 | 50 | 50 | 0 | 0.8 | 0 | 0 | 0 | 0.003 | 0.0003 | 100 | 1 | 100 | 100 | 45 | 70 | 70 | 61 | 60 | 0 | 0 | 0.9969 | 3 | 0 | 0 | 1 | 0 | 5 | 4908486 | 0 | 31.5589 | 58.4411 | 4905050 | 12 | 12 | 20 | 0.0057225 | 0.028425 | 100 | 0 | 0 | 0.0057225 | 0 | 0 | 1 | 1 | -2 | 1 | 3 | 5 | 1 | 0 | -1 | -1 | 0.001 | 0.001 | 0.001 | 20 | 25 | 5 | 4294967294 | [[]] | 5 | 20 | 0 | 1 | 0 | Overhead Line | 0 | -1 | 0 | 1 | 0 | 0.045907 | 1.3091 | 0.0093168 | 0.043735
Line235 | Network Model.IntPrjfolder\Network Data.IntPrjfolder\Main Grid.ElmNet\Line235.ElmLne | 0 | Library.IntPrjfolder\Equipment Type Library.IntPrjfolder\20 kV 150A.TypLne | Network Model.IntPrjfolder\Network Data.IntPrjfolder\Main Grid.ElmNet | Network Model.IntPrjfolder\Network Data.IntPrjfolder\Main Grid.ElmNet\Terminal(39).ElmTerm\Cub_2.StaCubic | Network Model.IntPrjfolder\Network Data.IntPrjfolder\Main Grid.ElmNet\Terminal(40).ElmTerm\Cub_1.StaCubic | 0.109 | 1 | 1 | 0 | 20 | 1 | 0.02289 | 0.037267 | 0 | 0 | 0.02289 | 0.18363 | 0 | 0 | 1 | 1 | 1 | 1 | 1 | 1 | 1775 | 1746417828 | 0 | -1 | 0 | 0 | 0 | 0 | 0 | 0 | 0 | 0 | 0 | 0 | 0 | 0 | 0 | 0 | 0 | 1000 | 1000 | 1000 | 0 | 0 | 0 | 0 | 0 | 0 | 0 | 0 | 0 | 0 | 0 | 0 | 0 | 0 | 0 | 1 | ["0"] | ["0"] | Line235 | 50 | 0 | 0 | 0 | 0 | 0 | 0 | 1 | 0 | 0 | 0 | 0 | 0 | 0 | 0 | 0 | 0 | D | D | D | B | B | 1 | 1 | 0 | 0 | 100 | 1970-01-01T00:00:00Z | 0 | 0 | Network Model.IntPrjfolder\Network Data.IntPrjfolder\Areas.IntArea\SANGKAPURA.ElmArea | Network Model.IntPrjfolder\Network Data.IntPrjfolder\Main Grid.ElmNet | Network Model.IntPrjfolder\Network Data.IntPrjfolder\Main Grid.ElmNet | 0 | 0 | 0.0545 | 0 | 0 | 0 | 0 | 80 | 0 | 0 | MAN | 0 | 1 | 0 | 0 | 0 | 0 | 50 | 0 | 0 | 0 | 0 | 0 | 0 | 1 | 0 | 0 | 1000000 | 0.001 | 0 | 0 | 0 | 0 | 50 | 100000 | 50 | 0 | 0 | 1746599919 | 0 | 0 | 0 | 0 | 0 | 0 | 0 | 0 | 0 | 0.8 | 99999 | 1 | 0 | 1 | 1 | 0 | 0 | 1 | hor | 0 | 0 | 0 | tre | 0 | 0 | 0 | 0 | 1 | 1 | 0 | 0 | 1 | 0 | 0 | 0 | 0 | 0 | 0 | 10 | 10 | 0 | 1.1155 | 1 | 1 | 1 | 1 | 50 | 50 | 50 | 0 | 0.8 | 0 | 0 | 0 | 0.003 | 0.0003 | 100 | 1 | 100 | 100 | 45 | 70 | 70 | 61 | 60 | 0 | 0 | 0.9969 | 3 | 0 | 0 | 1 | 0 | 5 | 4908499 | 0 | 31.5589 | 58.4411 | 4905050 | 12 | 12 | 20 | 0.0057225 | 0.028425 | 100 | 0 | 0 | 0.0057225 | 0 | 0 | 1 | 1 | -2 | 1 | 3 | 5 | 1 | 0 | -1 | -1 | 0.001 | 0.001 | 0.001 | 20 | 25 | 5 | 4294967294 | [[]] | 5 | 20 | 0 | 1 | 0 | Overhead Line | 0 | -1 | 0 | 1 | 0 | 0.045907 | 1.3091 | 0.0093168 | 0.043735
Line239 | Network Model.IntPrjfolder\Network Data.IntPrjfolder\Main Grid.ElmNet\Line239.ElmLne | 0 | Library.IntPrjfolder\Equipment Type Library.IntPrjfolder\20 kV 150A.TypLne | Network Model.IntPrjfolder\Network Data.IntPrjfolder\Main Grid.ElmNet | Network Model.IntPrjfolder\Network Data.IntPrjfolder\Main Grid.ElmNet\Terminal(39).ElmTerm\Cub_3.StaCubic | Network Model.IntPrjfolder\Network Data.IntPrjfolder\Main Grid.ElmNet\Terminal(41).ElmTerm\Cub_1.StaCubic | 0.433 | 1 | 1 | 0 | 20 | 1 | 0.09093 | 0.14804 | 0 | 0 | 0.09093 | 0.72946 | 0 | 0 | 1 | 1 | 1 | 1 | 1 | 1 | 1775 | 1746417829 | 0 | -1 | 0 | 0 | 0 | 0 | 0 | 0 | 0 | 0 | 0 | 0 | 0 | 0 | 0 | 0 | 0 | 1000 | 1000 | 1000 | 0 | 0 | 0 | 0 | 0 | 0 | 0 | 0 | 0 | 0 | 0 | 0 | 0 | 0 | 0 | 1 | ["0"] | ["0"] | Line239 | 50 | 0 | 0 | 0 | 0 | 0 | 0 | 1 | 0 | 0 | 0 | 0 | 0 | 0 | 0 | 0 | 0 | D | D | D | B | B | 1 | 1 | 0 | 0 | 100 | 1970-01-01T00:00:00Z | 0 | 0 | Network Model.IntPrjfolder\Network Data.IntPrjfolder\Areas.IntArea\SANGKAPURA.ElmArea | Network Model.IntPrjfolder\Network Data.IntPrjfolder\Main Grid.ElmNet | Network Model.IntPrjfolder\Network Data.IntPrjfolder\Main Grid.ElmNet | 0 | 0 | 0.2165 | 0 | 0 | 0 | 0 | 80 | 0 | 0 | MAN | 0 | 1 | 0 | 0 | 0 | 0 | 50 | 0 | 0 | 0 | 0 | 0 | 0 | 1 | 0 | 0 | 1000000 | 0.001 | 0 | 0 | 0 | 0 | 50 | 100000 | 50 | 0 | 0 | 1746599919 | 0 | 0 | 0 | 0 | 0 | 0 | 0 | 0 | 0 | 0.8 | 99999 | 1 | 0 | 1 | 1 | 0 | 0 | 1 | hor | 0 | 0 | 0 | tre | 0 | 0 | 0 | 0 | 1 | 1 | 0 | 0 | 1 | 0 | 0 | 0 | 0 | 0 | 0 | 10 | 10 | 0 | 1.1155 | 1 | 1 | 1 | 1 | 50 | 50 | 50 | 0 | 0.8 | 0 | 0 | 0 | 0.003 | 0.0003 | 100 | 1 | 100 | 100 | 45 | 70 | 70 | 61 | 60 | 0 | 0 | 0.9969 | 3 | 0 | 0 | 1 | 0 | 5 | 4908506 | 0 | 31.5589 | 58.4411 | 4905050 | 12 | 12 | 20 | 0.022732 | 0.11292 | 100 | 0 | 0 | 0.022732 | 0 | 0 | 1 | 1 | -2 | 1 | 3 | 5 | 1 | 0 | -1 | -1 | 0.001 | 0.001 | 0.001 | 20 | 25 | 5 | 4294967294 | [[]] | 5 | 20 | 0 | 1 | 0 | Overhead Line | 0 | -1 | 0 | 1 | 0 | 0.18236 | 1.3091 | 0.037011 | 0.17374

## ElmTr2
loc_name | _path | outserv | typ_id | fold_id | bushv | buslv | ntnum | nntap | ntrcn | i_cont | t2ldc | usetp | usp_low | usp_up | imldc | ilcph | cgnd_h | cgnd_l | re0tr_h | xe0tr_h | re0tr_l | xe0tr_l | ratfac | Snom | GPSlat | GPSlon | allowCntConstrFilt | allowMarginFilt | allowOutDistFacFilt | appr_modif | appr_status | availFactor | bSbasepu | cAllowCntConstrFilt | cAllowMarginFilt | cAllowOutDistFacFilt | Cc0_hl | Cc1_hl | CCEarFr | CCEarProb | CCEarRepMu | cCtrlTapCont | cCtrlTapContOpf | cCtrlUsage | cDisplayName | Cg_h | Cg_l | ciDist | ciDistAll | ciDistAllRoot | ciDistRoot | ciEarthed | ciEnergized | ciLater | ciOutaged | cIsSepCntConstrType | cIsSepCntMaxAllowedLoading | cneutcon | cntConstrType | cntMaxAllowedLoading | coldloadtab2 | commissionDate | constr | cOptOnlyPre | cosphib_lv | cpArea | cpCtrlNode | cpCtrlNode2 | cpeter_h | cpeter_l | cpGrid | cpHeadFold | cPsiresC | ctrlUsage | curativeCosts | curativeLim | cUserDefIndex | dat_src | dpl1 | dpl2 | dpl3 | dpl4 | dpl5 | drawInr | FOD | FOE | FOR1 | fr_coldload | gnrl_modif | i_auto | i_cont2 | i_eahv | i_ealv | i_hvcon | i_lvcon | i_rem | i_rem2 | i_tapini | i_tapini2 | i_uopt | i_uopt2 | i_uoptCont | i_uoptCont2 | iansish | iAreaBus | iAstabint | Ib_lv | iblock | iComDate | icomp | icomp2 | ifc | ifrqft | ignd_h | ignd_l | iintgnd | iIntTapCtrl | ilcph2 | ildc | ildc2 | ilt_op | iMeasLoc | imldc2 | Inom_h | Inom_h_a | Inom_l | Inom_l_a | InomPre_h | InomPre_l | ionlyPre | iOPFCload | iopt_hf | iperfect | iPpart | iPpart2 | iResFlux | Irze | isAllowCurativeCtrl | iSchemeStatus | isConstrLoading | isConstrLoadingPlacement | isCtrlTap | isCtrlTapCont | isCtrlTapPlacement | isMaxLoadSoftNlin | isSepCntConstrType | isSepCntMaxAllowedLoading | iTaps | iZoneBus | Kpart | Kpart2 | Kpctrl | Kpctrl2 | Kqctrl | Kqctrl2 | ldcct | ldcct2 | ldcpt | ldcpt2 | ldcrs | ldcrs2 | ldcxs | ldcxs2 | lossAssign | maxload | mTaps | neutConfig | neutSeparate | nntap2 | nntapabs | ntrcn2 | oid_ | optap2max | optap2min | optaplimit | optapmax | optapmin | penaltyCosts | pid_ | psetp | psetp2 | PsiresA | PsiresB | PsiresC | psp_low | psp_low2 | psp_up | psp_up2 | Ptolerance | Ptolerance2 | qsetp | qsetp2 | qsp_low | qsp_low2 | qsp_up | qsp_up2 | r0Sbasepu | rSbasepu | scalingFacSoftConstrCost | scalingFacSoftConstrOpf | Snom_a | strf1 | t2ldc2 | Tctrl | Tctrl2 | tid_ | Ub_lv | Ubqmin_hv | uset_mode | uset_mode2 | usetp2 | usp_low2 | usp_up2 | Vtolerance | Vtolerance2 | x0Sbasepu | xSbasepu
Name [ ] | Object path (key) | Out of Service [ ] | Type [TypTr2] | In Folder [ ] | HV-Side [StaCubic] | LV-Side [StaCubic] | Number of: parallel Transformers [ ] | Tap Changer 1: Tap Position [ ] | Automatic Tap Changing [ ] | Tap Changer:discrete:continuous [ ] | Controlled Node is at:HV:LV:EXT [ ] | Voltage Setpoint [p.u.] | Lower Voltage Bound [p.u.] | Upper Voltage Bound [p.u.] | Control Mode:V:P:Q [ ] | Phase:a:b:c:a-b:b-c:c-a:Pos.Seq. [ ] | Internal Grounding Impedance, HV Side: Star Point:Connected:Not connected [ ] | Internal Grounding Impedance, LV Side: Star Point:Connected:Not connected [ ] | Internal Grounding Impedance, HV Side: Resistance, Re [Ohm] | Internal Grounding Impedance, HV Side: Reactance, Xe [Ohm] | Internal Grounding Impedance, LV Side: Resistance, Re [Ohm] | Internal Grounding Impedance, LV Side: Reactance, Xe [Ohm] | Rating Factor [ ] | Nominal Power [MVA] | Geographical Position: Latitude / Northing [deg] | Geographical Position: Longitude / Easting [deg] | Constraint Filtering: Allow contingency filtering by number of critical constraints [ ] | Constraint Filtering: Allow filtering by constraint margin [ ] | Constraint Filtering: Allow filtering by outage distribution factor [ ] | Approval Information: Modified [ ] | Approval Information: Status [ ] | Availability Factor [%] | b (Sbase) [p.u.] | Constraint Filtering: Allow contingency filtering by number of critical constraints [ ] | Constraint Filtering: Allow filtering by constraint margin [ ] | Constraint Filtering: Allow filtering by outage distribution factor [ ] | Consider Capacitances: Capacitance HV-LV, 0-Sequence [uF] | Consider Capacitances: Capacitance HV-LV, 1-Sequence [uF] | Failures Double Earth Fault: Frequency of single earth faults [1/a] | Failures Double Earth Fault: Conditional probability of a second earth fault [%] | Failures Double Earth Fault: Repair duration [h] | Controls for Unit Commitment: Control Mode:discrete:continuous [ ] | Controls for Optimal Power Flow: Control Mode:discrete:continuous [ ] | Control usage: Tap Changer 1:Preventive only:Curative only:Preventive and curative [ ] | Display Name [ ] | Consider Capacitances: Capacitance HV-Ground [uF] | Consider Capacitances: Capacitance LV-Ground [uF] | Distance from infeed in number of buses [ ] | Distance from infeed in number of buses including switches [ ] | Distance from first infeed in number of buses including switches [ ] | Distance from first infeed in number of buses [ ] | Earthed [ ] | Energized [ ] | Lateral Index [ ] | Planned Outage [ ] | Max. loading constraint for contingencies: Separate constraint type [ ] | Max. loading constraint for contingencies: Separate max. allowed loading [ ] | N-Connection [ ] | Max. loading constraint for contingencies: Contingency-constraint type:Off:Soft constraint [ ] | Max. loading constraint for contingencies: Max. allowed loading in Contingencies [%] | Values | Commissioning Date [ ] | Year of Construction [ ] | Controls for Optimal Power Flow: Optimise in DC OPF:Pre- and post-fault position:Only pre-fault position [ ] | Values for LV-Side: Power factor [ ] | Area [ElmArea] | Target Node [ ] | Target Node [ ] | Internal Grounding Impedance, HV Side: Petersen Coil [ ] | Internal Grounding Impedance, LV Side: Petersen Coil [ ] | Grid [ElmNet] | Head Folder [ ] | Residual flux: Phase C [p.u.] | Control usage: Tap Changer 1:Preventive only:Curative only:Preventive and curative [ ] | Control usage: Costs per curative tap deviation [USD] | Control usage: Max. curative tap deviation [ ] | User defined Index [ ] | Data source [ ] | dpl1 [ ] | dpl2 [ ] | dpl3 [ ] | dpl4 [ ] | dpl5 [ ] | Time-overcurrent plot: Draw Inrush Current [ ] | Failures Transformer Failures: Forced Outage Duration [h] | Failures Transformer Failures: Forced Outage Expectancy [h/a] | Failures Transformer Failures: Forced Outage Rate [1/a] | Time-overcurrent plot: Cold load curve [ ] | Object modified [ ] | Auto Transformer [ ] | Tap Changer:discrete:continuous [ ] | HV-side, phase 2 internally grounded [ ] | LV-side, phase 2 internally grounded [ ] | HV-side, phase 2 connected [ ] | LV-side, phase 2 connected [ ] | Remote Control [ ] | Remote Control [ ] | State Estimation: Estimate Tap 1 Position [ ] | Estimate Tap 2 Position [ ] | Controls for Optimal Power Flow: Tap Changer 1:Off:On:Part of external Tap Controller [ ] | Tap Changer 2 [ ] | Controls for Optimal Power Flow: Control Mode:discrete:continuous [ ] | Control Mode:discrete:continuous [ ] | Time-overcurrent plot: ANSI Curve Shift [ ] | Area [ ] | A-stable integration algorithm [ ] | Values for LV-Side: Highest Operating Current [kA] | Unit Transformer [ ] | Commissioning Date [ ] | LDC/Current Compounding Compensation: Compounding:apparent current:active current:reactive current:apparent power:active power:reactive power [ ] | LDC/Current Compounding Compensation: Compounding:apparent current:active current:reactive current:apparent power:active power:reactive power [ ] | Forced Cooling Enabled [ ] | Time-overcurrent plot: Frequent Fault ( >10(5)/lifetime, Category II(III) ) [ ] | Star Point:grounded:compensated:isolated [ ] | Star Point:grounded:compensated:isolated [ ] | Neutral Connection [ ] | Tap Changer 1, Measurement Table: Use Integrated Tap Controller [ ] | Phase:a:b:c:a-b:b-c:c-a:Pos.Seq. [ ] | Compensation:none:internal (LDC) line drop compensation:external (LDC) line drop compensation:current compounding [ ] | Compensation:none:internal (LDC) line drop compensation:external (LDC) line drop compensation:current compounding [ ] | Long-term operating conditions before short-circuit are known [ ] | Tap Changer 1, Measurement Table: Measured at [ ] | Control Mode:V:P:Q [ ] | HV-Side, Nominal Current [kA] | HV-Side, Nominal Current (act.) [kA] | LV-Side, Nominal Current [kA] | LV-Side, Nominal Current [kA] | HV-Side, Pre-fault Nominal Current [kA] | LV-Side, Pre-fault Nominal Current [kA] | Controls for Optimal Power Flow: Optimise in DC OPF:Pre- and post-fault position:Only pre-fault position [ ] | Max. loading constraint [ ] | Consider Capacitances [ ] | Failures: Ideal component [ ] | Active power participation [ ] | Active power participation [ ] | Residual flux [ ] | Rated Current of Grounding [kA] | Allow curative control variables [ ] | Scheme Status [ ] | Max. loading constraint for Unit Commitment [ ] | Max. loading constraint for Optimal Equipment Placement [ ] | Controls for Unit Commitment: Tap Changer 1:Off:On:Part of external Tap Controller [ ] | Controls for Unit Commitment: Control Mode:discrete:continuous [ ] | Controls for Optimal Equipment Placement: Position of tap 1 [ ] | Penalty costs for soft constraints [ ] | Max. loading constraint for contingencies: Separate constraint type [ ] | Max. loading constraint for contingencies: Separate max. allowed loading [ ] | Tap Changer 1: According to Measurement Report [ ] | Zone [ ] | Participation factor [ ] | Participation factor [ ] | Controller Sensitivity dtap/dP [tap/MW] | Controller Sensitivity dtap/dP [tap/MW] | Controller Sensitivity dtap/dQ [tap/Mvar] | Controller Sensitivity dtap/dQ [tap/Mvar] | LDC/Current Compounding Compensation: Current Transformer Rating [A] | LDC/Current Compounding Compensation: Current Transformer Rating [A] | LDC/Current Compounding Compensation: Voltage Transformer Ratio [ ] | LDC/Current Compounding Compensation: Voltage Transformer Ratio [ ] | LDC/Current Compounding Compensation: Rset [V] | LDC/Current Compounding Compensation: Rset [V] | LDC/Current Compounding Compensation: Xset [V] | LDC/Current Compounding Compensation: Xset [V] | Loss assignment:according to grouping:uniformly distributed:to HV-Side:to LV-Side [ ] | Thermal Loading Limit: Max. loading [%] | Tap Changer 1, Measurement Table: Measurement Report | Neutral Conductor: N-Connection [ ] | Neutral Conductor: Separate N-connection [ ] | Tap Changer 2: Tap Position [ ] | Absolute Tap Position [ ] | Automatic Tap Changing [ ] | ObjectID [ ] | Operational limits for tap changer Tap Changer 2: Maximum Position [ ] | Operational limits for tap changer Tap Changer 2: Minimum Position [ ] | Operational limits for tap changer [ ] | Operational limits for tap changer Tap Changer 1: Maximum Position [ ] | Operational limits for tap changer Tap Changer 1: Minimum Position [ ] | Controls for Optimal Power Flow: Penalty costs per Tap deviation [USD] | ProjectID [ ] | Active Power Setpoint [MW] | Active Power Setpoint [MW] | Residual flux: Phase A [p.u.] | Residual flux: Phase B [p.u.] | Residual flux: Phase C [p.u.] | Lower Active Power Bound [MW] | Lower Active Power Bound [MW] | Upper Active Power Bound [MW] | Upper Active Power Bound [MW] | Tolerance (+/-) [MW] | Tolerance (+/-) [MW] | Reactive Power Setpoint [Mvar] | Reactive Power Setpoint [Mvar] | Lower Reactive Power Bound [Mvar] | Lower Reactive Power Bound [Mvar] | Upper Reactive Power Bound [Mvar] | Upper Reactive Power Bound [Mvar] | r0 (Sbase) [p.u.] | r (Sbase) [p.u.] | Penalty costs for soft constraints: Cost scaling factor [ ] | Max. loading constraint: Weighting factor for soft constraint penalty [ ] | Nominal Power (act.) [MVA] | Load Current [ ] | Controlled Node is at:HV:LV [ ] | Controller Time Constant [s] | Controller Time Constant [s] | TimeID [ ] | Values for LV-Side: Highest Operating Voltage [kV] | Values for HV-Side (only for Unit Transformer): Minimum Operating Voltage [kV] | Setpoint:local:bus target voltage [ ] | Setpoint:local:bus target voltage [ ] | Voltage Setpoint [p.u.] | Lower Voltage Bound [p.u.] | Upper Voltage Bound [p.u.] | LDC/Current Compounding Compensation: Tolerance (+/-) [%] | LDC/Current Compounding Compensation: Tolerance (+/-) [%] | x0 (Sbase) [p.u.] | x (Sbase) [p.u.]
T1 | Network Model.IntPrjfolder\Network Data.IntPrjfolder\Main Grid.ElmNet\T1.ElmTr2 | 0 | Library.IntPrjfolder\Equipment Type Library.IntPrjfolder\GT 0.4/20kV 630 kVA.TypTr2 | Network Model.IntPrjfolder\Network Data.IntPrjfolder\Main Grid.ElmNet | Network Model.IntPrjfolder\Network Data.IntPrjfolder\Main Grid.ElmNet\Bus2.ElmTerm\Cub_1.StaCubic | Network Model.IntPrjfolder\Network Data.IntPrjfolder\Main Grid.ElmNet\Bus1.ElmTerm\Cub_1.StaCubic | 1 | 0 | 0 | 0 | 0 | 1 | 0.99 | 1.01 | V | 0 | 0 | 0 | 0 | 0 | 0 | 0 | 1 | 0.63 | 0 | 0 | 1 | 1 | 1 | 1746339200 | 0 | 100 | 0 | 0 | 0 | 0 | 0 | 0 | 0 | 0 | 0 | 1 | 1 | 0 | T1 | 0 | 0 | 0 | 0 | 0 | 0 | 0 | 1 | 0 | 0 | 0 | 0 | 0 | 0 | 100 | [[]] | 1970-01-01T00:00:00Z | 0 | 1 | 0.9 |  | Network Model.IntPrjfolder\Network Data.IntPrjfolder\Main Grid.ElmNet\Bus2.ElmTerm | Network Model.IntPrjfolder\Network Data.IntPrjfolder\Main Grid.ElmNet\Bus2.ElmTerm | 0 | 0 | Network Model.IntPrjfolder\Network Data.IntPrjfolder\Main Grid.ElmNet | Network Model.IntPrjfolder\Network Data.IntPrjfolder\Main Grid.ElmNet | 0 | 0 | 0 | 9999 | 0 | MAN | 0 | 0 | 0 | 0 | 0 | 1 | 0 | 0 | 0 | 0 | 1746429248 | 0 | 0 | 0 | 0 | 1 | 1 | 0 | 0 | 0 | 0 | 0 | 0 | 1 | 1 | 0 | 0 | 0 | 0 | 0 | 0 | 0 | 0 | 0 | 1 | 0 | 0 | 0 | 0 | 0 | 0 | 0 | 0 | 0 | V | 0.018187 | 0.018187 | 0.90933 | 0.90933 | 0.018187 | 0.90933 | 0 | 1 | 0 | 0 | 0 | 0 | 0 | [0.0, 0.0] | 1 | 0 | 0 | 1 | 0 | 1 | 1 | 0 | 0 | 0 | 0 | 0 | 1 | 1 | 0.1 | 0.1 | 0.1 | 0.1 | 1 | 1 | 1 | 1 | 0 | 0 | 0 | 0 | 0 | 100 | [[]] | 0 | 0 | 0 | 0 | 0 | 4905164 | 0 | 0 | 0 | 0 | 0 | 0.01 | 4905050 | 0 | 0 | 0 | 0 | 0 | 0 | 0 | 0 | 0 | 10 | 10 | 0 | 0 | 0 | 0 | 0 | 0 | 0 | 0 | 1 | 1 | 0.63 | 0 | 0 | 0.5 | 0.5 | 4294967294 | 0 | 0 | 0 | 0 | 1 | 0.99 | 1.01 | 2 | 2 | 6.3492 | 6.3492
T2 | Network Model.IntPrjfolder\Network Data.IntPrjfolder\Main Grid.ElmNet\T2.ElmTr2 | 0 | Library.IntPrjfolder\Equipment Type Library.IntPrjfolder\GT 0.4/20kV 630 kVA.TypTr2 | Network Model.IntPrjfolder\Network Data.IntPrjfolder\Main Grid.ElmNet | Network Model.IntPrjfolder\Network Data.IntPrjfolder\Main Grid.ElmNet\Bus2.ElmTerm\Cub_2.StaCubic | Network Model.IntPrjfolder\Network Data.IntPrjfolder\Main Grid.ElmNet\Terminal(3).ElmTerm\Cub_3.StaCubic | 1 | 0 | 0 | 0 | 0 | 1 | 0.99 | 1.01 | V | 0 | 0 | 0 | 0 | 0 | 0 | 0 | 1 | 0.63 | 0 | 0 | 1 | 1 | 1 | 1746339290 | 0 | 100 | 0 | 0 | 0 | 0 | 0 | 0 | 0 | 0 | 0 | 1 | 1 | 0 | T2 | 0 | 0 | 0 | 0 | 0 | 0 | 0 | 1 | 0 | 0 | 0 | 0 | 0 | 0 | 100 | [[]] | 1970-01-01T00:00:00Z | 0 | 1 | 0.9 |  | Network Model.IntPrjfolder\Network Data.IntPrjfolder\Main Grid.ElmNet\Bus2.ElmTerm | Network Model.IntPrjfolder\Network Data.IntPrjfolder\Main Grid.ElmNet\Bus2.ElmTerm | 0 | 0 | Network Model.IntPrjfolder\Network Data.IntPrjfolder\Main Grid.ElmNet | Network Model.IntPrjfolder\Network Data.IntPrjfolder\Main Grid.ElmNet | 0 | 0 | 0 | 9999 | 0 | MAN | 0 | 0 | 0 | 0 | 0 | 1 | 0 | 0 | 0 | 0 | 1746429403 | 0 | 0 | 0 | 0 | 1 | 1 | 0 | 0 | 0 | 0 | 0 | 0 | 1 | 1 | 0 | 0 | 0 | 0 | 0 | 0 | 0 | 0 | 0 | 1 | 0 | 0 | 0 | 0 | 0 | 0 | 0 | 0 | 0 | V | 0.018187 | 0.018187 | 0.90933 | 0.90933 | 0.018187 | 0.90933 | 0 | 1 | 0 | 0 | 0 | 0 | 0 | [0.0, 0.0] | 1 | 0 | 0 | 1 | 0 | 1 | 1 | 0 | 0 | 0 | 0 | 0 | 1 | 1 | 0.1 | 0.1 | 0.1 | 0.1 | 1 | 1 | 1 | 1 | 0 | 0 | 0 | 0 | 0 | 100 | [[]] | 0 | 0 | 0 | 0 | 0 | 4905187 | 0 | 0 | 0 | 0 | 0 | 0.01 | 4905050 | 0 | 0 | 0 | 0 | 0 | 0 | 0 | 0 | 0 | 10 | 10 | 0 | 0 | 0 | 0 | 0 | 0 | 0 | 0 | 1 | 1 | 0.63 | 0 | 0 | 0.5 | 0.5 | 4294967294 | 0 | 0 | 0 | 0 | 1 | 0.99 | 1.01 | 2 | 2 | 6.3492 | 6.3492
T4 | Network Model.IntPrjfolder\Network Data.IntPrjfolder\Main Grid.ElmNet\T4.ElmTr2 | 0 | Library.IntPrjfolder\Equipment Type Library.IntPrjfolder\GT 0.4/20kV 800 kVA.TypTr2 | Network Model.IntPrjfolder\Network Data.IntPrjfolder\Main Grid.ElmNet | Network Model.IntPrjfolder\Network Data.IntPrjfolder\Main Grid.ElmNet\Bus3.ElmTerm\Cub_1.StaCubic | Network Model.IntPrjfolder\Network Data.IntPrjfolder\Main Grid.ElmNet\Bus6.ElmTerm\Cub_1.StaCubic | 1 | 2 | 0 | 0 | 0 | 1 | 0.99 | 1.01 | V | 0 | 0 | 0 | 0 | 0 | 0 | 0 | 1 | 0.8 | 0 | 0 | 1 | 1 | 1 | 1746339360 | 0 | 100 | 0 | 0 | 0 | 0 | 0 | 0 | 0 | 0 | 0 | 1 | 1 | 0 | T4 | 0 | 0 | 0 | 0 | 0 | 0 | 0 | 1 | 0 | 0 | 0 | 0 | 0 | 0 | 100 | [[]] | 1970-01-01T00:00:00Z | 0 | 1 | 0.9 |  | Network Model.IntPrjfolder\Network Data.IntPrjfolder\Main Grid.ElmNet\Bus2.ElmTerm | Network Model.IntPrjfolder\Network Data.IntPrjfolder\Main Grid.ElmNet\Bus2.ElmTerm | 0 | 0 | Network Model.IntPrjfolder\Network Data.IntPrjfolder\Main Grid.ElmNet | Network Model.IntPrjfolder\Network Data.IntPrjfolder\Main Grid.ElmNet | 0 | 0 | 0 | 9999 | 0 | MAN | 0 | 0 | 0 | 0 | 0 | 1 | 0 | 0 | 0 | 0 | 1746513651 | 0 | 0 | 0 | 0 | 1 | 1 | 0 | 0 | 0 | 0 | 0 | 0 | 1 | 1 | 0 | 0 | 0 | 0 | 0 | 0 | 0 | 0 | 0 | 1 | 0 | 0 | 0 | 0 | 0 | 0 | 0 | 0 | 0 | V | 0.023094 | 0.023094 | 1.1547 | 1.1547 | 0.023094 | 1.1547 | 0 | 1 | 0 | 0 | 0 | 0 | 0 | [0.0, 0.0] | 1 | 0 | 0 | 1 | 0 | 1 | 1 | 0 | 0 | 0 | 0 | 0 | 1 | 1 | 0.1 | 0.1 | 0.1 | 0.1 | 1 | 1 | 1 | 1 | 0 | 0 | 0 | 0 | 0 | 100 | [[]] | 0 | 0 | 0 | 2 | 0 | 4905197 | 0 | 0 | 0 | 0 | 0 | 0.01 | 4905050 | 0 | 0 | 0 | 0 | 0 | 0 | 0 | 0 | 0 | 10 | 10 | 0 | 0 | 0 | 0 | 0 | 0 | 0 | 0 | 1 | 1 | 0.8 | 0 | 0 | 0.5 | 0.5 | 4294967294 | 0 | 0 | 0 | 0 | 1 | 0.99 | 1.01 | 2 | 2 | 6.25 | 6.25
T5 | Network Model.IntPrjfolder\Network Data.IntPrjfolder\Main Grid.ElmNet\T5.ElmTr2 | 0 | Library.IntPrjfolder\Equipment Type Library.IntPrjfolder\GT 0.4/20kV 800 kVA.TypTr2 | Network Model.IntPrjfolder\Network Data.IntPrjfolder\Main Grid.ElmNet | Network Model.IntPrjfolder\Network Data.IntPrjfolder\Main Grid.ElmNet\Bus3.ElmTerm\Cub_2.StaCubic | Network Model.IntPrjfolder\Network Data.IntPrjfolder\Main Grid.ElmNet\Bus7.ElmTerm\Cub_1.StaCubic | 1 | 2 | 0 | 0 | 0 | 1 | 0.99 | 1.01 | V | 0 | 0 | 0 | 0 | 0 | 0 | 0 | 1 | 0.8 | 0 | 0 | 1 | 1 | 1 | 1746339364 | 0 | 100 | 0 | 0 | 0 | 0 | 0 | 0 | 0 | 0 | 0 | 1 | 1 | 0 | T5 | 0 | 0 | 0 | 0 | 0 | 0 | 0 | 1 | 0 | 0 | 0 | 0 | 0 | 0 | 100 | [[]] | 1970-01-01T00:00:00Z | 0 | 1 | 0.9 |  | Network Model.IntPrjfolder\Network Data.IntPrjfolder\Main Grid.ElmNet\Bus2.ElmTerm | Network Model.IntPrjfolder\Network Data.IntPrjfolder\Main Grid.ElmNet\Bus2.ElmTerm | 0 | 0 | Network Model.IntPrjfolder\Network Data.IntPrjfolder\Main Grid.ElmNet | Network Model.IntPrjfolder\Network Data.IntPrjfolder\Main Grid.ElmNet | 0 | 0 | 0 | 9999 | 0 | MAN | 0 | 0 | 0 | 0 | 0 | 1 | 0 | 0 | 0 | 0 | 1746513655 | 0 | 0 | 0 | 0 | 1 | 1 | 0 | 0 | 0 | 0 | 0 | 0 | 1 | 1 | 0 | 0 | 0 | 0 | 0 | 0 | 0 | 0 | 0 | 1 | 0 | 0 | 0 | 0 | 0 | 0 | 0 | 0 | 0 | V | 0.023094 | 0.023094 | 1.1547 | 1.1547 | 0.023094 | 1.1547 | 0 | 1 | 0 | 0 | 0 | 0 | 0 | [0.0, 0.0] | 1 | 0 | 0 | 1 | 0 | 1 | 1 | 0 | 0 | 0 | 0 | 0 | 1 | 1 | 0.1 | 0.1 | 0.1 | 0.1 | 1 | 1 | 1 | 1 | 0 | 0 | 0 | 0 | 0 | 100 | [[]] | 0 | 0 | 0 | 2 | 0 | 4905206 | 0 | 0 | 0 | 0 | 0 | 0.01 | 4905050 | 0 | 0 | 0 | 0 | 0 | 0 | 0 | 0 | 0 | 10 | 10 | 0 | 0 | 0 | 0 | 0 | 0 | 0 | 0 | 1 | 1 | 0.8 | 0 | 0 | 0.5 | 0.5 | 4294967294 | 0 | 0 | 0 | 0 | 1 | 0.99 | 1.01 | 2 | 2 | 6.25 | 6.25
T9 | Network Model.IntPrjfolder\Network Data.IntPrjfolder\Main Grid.ElmNet\T9.ElmTr2 | 0 | Library.IntPrjfolder\Equipment Type Library.IntPrjfolder\GT 0.4/20kV 800 kVA.TypTr2 | Network Model.IntPrjfolder\Network Data.IntPrjfolder\Main Grid.ElmNet | Network Model.IntPrjfolder\Network Data.IntPrjfolder\Main Grid.ElmNet\Bus9.ElmTerm\Cub_1.StaCubic | Network Model.IntPrjfolder\Network Data.IntPrjfolder\Main Grid.ElmNet\Bus18.ElmTerm\Cub_1.StaCubic | 1 | 2 | 0 | 0 | 0 | 1 | 0.99 | 1.01 | V | 0 | 0 | 0 | 0 | 0 | 0 | 0 | 1 | 0.8 | 0 | 0 | 1 | 1 | 1 | 1746339475 | 0 | 100 | 0 | 0 | 0 | 0 | 0 | 0 | 0 | 0 | 0 | 1 | 1 | 0 | T9 | 0 | 0 | 0 | 0 | 0 | 0 | 0 | 1 | 0 | 0 | 0 | 0 | 0 | 0 | 100 | [[]] | 1970-01-01T00:00:00Z | 0 | 1 | 0.9 |  | Network Model.IntPrjfolder\Network Data.IntPrjfolder\Main Grid.ElmNet\Bus2.ElmTerm | Network Model.IntPrjfolder\Network Data.IntPrjfolder\Main Grid.ElmNet\Bus2.ElmTerm | 0 | 0 | Network Model.IntPrjfolder\Network Data.IntPrjfolder\Main Grid.ElmNet | Network Model.IntPrjfolder\Network Data.IntPrjfolder\Main Grid.ElmNet | 0 | 0 | 0 | 9999 | 0 | MAN | 0 | 0 | 0 | 0 | 0 | 1 | 0 | 0 | 0 | 0 | 1746513658 | 0 | 0 | 0 | 0 | 1 | 1 | 0 | 0 | 0 | 0 | 0 | 0 | 1 | 1 | 0 | 0 | 0 | 0 | 0 | 0 | 0 | 0 | 0 | 1 | 0 | 0 | 0 | 0 | 0 | 0 | 0 | 0 | 0 | V | 0.023094 | 0.023094 | 1.1547 | 1.1547 | 0.023094 | 1.1547 | 0 | 1 | 0 | 0 | 0 | 0 | 0 | [0.0, 0.0] | 1 | 0 | 0 | 1 | 0 | 1 | 1 | 0 | 0 | 0 | 0 | 0 | 1 | 1 | 0.1 | 0.1 | 0.1 | 0.1 | 1 | 1 | 1 | 1 | 0 | 0 | 0 | 0 | 0 | 100 | [[]] | 0 | 0 | 0 | 2 | 0 | 4905216 | 0 | 0 | 0 | 0 | 0 | 0.01 | 4905050 | 0 | 0 | 0 | 0 | 0 | 0 | 0 | 0 | 0 | 10 | 10 | 0 | 0 | 0 | 0 | 0 | 0 | 0 | 0 | 1 | 1 | 0.8 | 0 | 0 | 0.5 | 0.5 | 4294967294 | 0 | 0 | 0 | 0 | 1 | 0.99 | 1.01 | 2 | 2 | 6.25 | 6.25
T8 | Network Model.IntPrjfolder\Network Data.IntPrjfolder\Main Grid.ElmNet\T8.ElmTr2 | 0 | Library.IntPrjfolder\Equipment Type Library.IntPrjfolder\GT 0.4/20kV 800 kVA.TypTr2 | Network Model.IntPrjfolder\Network Data.IntPrjfolder\Main Grid.ElmNet | Network Model.IntPrjfolder\Network Data.IntPrjfolder\Main Grid.ElmNet\Bus9.ElmTerm\Cub_2.StaCubic | Network Model.IntPrjfolder\Network Data.IntPrjfolder\Main Grid.ElmNet\Bus12.ElmTerm\Cub_1.StaCubic | 1 | 2 | 0 | 0 | 0 | 1 | 0.99 | 1.01 | V | 0 | 0 | 0 | 0 | 0 | 0 | 0 | 1 | 0.8 | 0 | 0 | 1 | 1 | 1 | 1746339477 | 0 | 100 | 0 | 0 | 0 | 0 | 0 | 0 | 0 | 0 | 0 | 1 | 1 | 0 | T8 | 0 | 0 | 0 | 0 | 0 | 0 | 0 | 1 | 0 | 0 | 0 | 0 | 0 | 0 | 100 | [[]] | 1970-01-01T00:00:00Z | 0 | 1 | 0.9 |  | Network Model.IntPrjfolder\Network Data.IntPrjfolder\Main Grid.ElmNet\Bus2.ElmTerm | Network Model.IntPrjfolder\Network Data.IntPrjfolder\Main Grid.ElmNet\Bus2.ElmTerm | 0 | 0 | Network Model.IntPrjfolder\Network Data.IntPrjfolder\Main Grid.ElmNet | Network Model.IntPrjfolder\Network Data.IntPrjfolder\Main Grid.ElmNet | 0 | 0 | 0 | 9999 | 0 | MAN | 0 | 0 | 0 | 0 | 0 | 1 | 0 | 0 | 0 | 0 | 1746513662 | 0 | 0 | 0 | 0 | 1 | 1 | 0 | 0 | 0 | 0 | 0 | 0 | 1 | 1 | 0 | 0 | 0 | 0 | 0 | 0 | 0 | 0 | 0 | 1 | 0 | 0 | 0 | 0 | 0 | 0 | 0 | 0 | 0 | V | 0.023094 | 0.023094 | 1.1547 | 1.1547 | 0.023094 | 1.1547 | 0 | 1 | 0 | 0 | 0 | 0 | 0 | [0.0, 0.0] | 1 | 0 | 0 | 1 | 0 | 1 | 1 | 0 | 0 | 0 | 0 | 0 | 1 | 1 | 0.1 | 0.1 | 0.1 | 0.1 | 1 | 1 | 1 | 1 | 0 | 0 | 0 | 0 | 0 | 100 | [[]] | 0 | 0 | 0 | 2 | 0 | 4905224 | 0 | 0 | 0 | 0 | 0 | 0.01 | 4905050 | 0 | 0 | 0 | 0 | 0 | 0 | 0 | 0 | 0 | 10 | 10 | 0 | 0 | 0 | 0 | 0 | 0 | 0 | 0 | 1 | 1 | 0.8 | 0 | 0 | 0.5 | 0.5 | 4294967294 | 0 | 0 | 0 | 0 | 1 | 0.99 | 1.01 | 2 | 2 | 6.25 | 6.25
T11 | Network Model.IntPrjfolder\Network Data.IntPrjfolder\Main Grid.ElmNet\T11.ElmTr2 | 0 | Library.IntPrjfolder\Equipment Type Library.IntPrjfolder\GT 0.4/20kV 800 kVA.TypTr2 | Network Model.IntPrjfolder\Network Data.IntPrjfolder\Main Grid.ElmNet | Network Model.IntPrjfolder\Network Data.IntPrjfolder\Main Grid.ElmNet\Bus9.ElmTerm\Cub_3.StaCubic | Network Model.IntPrjfolder\Network Data.IntPrjfolder\Main Grid.ElmNet\Bus33.ElmTerm\Cub_1.StaCubic | 1 | 0 | 0 | 0 | 0 | 1 | 0.99 | 1.01 | V | 0 | 0 | 0 | 0 | 0 | 0 | 0 | 1 | 0.8 | 0 | 0 | 1 | 1 | 1 | 1746339479 | 0 | 100 | 0 | 0 | 0 | 0 | 0 | 0 | 0 | 0 | 0 | 1 | 1 | 0 | T11 | 0 | 0 | 0 | 0 | 0 | 0 | 0 | 1 | 0 | 0 | 0 | 0 | 0 | 0 | 100 | [[]] | 1970-01-01T00:00:00Z | 0 | 1 | 0.9 |  | Network Model.IntPrjfolder\Network Data.IntPrjfolder\Main Grid.ElmNet\Bus2.ElmTerm | Network Model.IntPrjfolder\Network Data.IntPrjfolder\Main Grid.ElmNet\Bus2.ElmTerm | 0 | 0 | Network Model.IntPrjfolder\Network Data.IntPrjfolder\Main Grid.ElmNet | Network Model.IntPrjfolder\Network Data.IntPrjfolder\Main Grid.ElmNet | 0 | 0 | 0 | 9999 | 0 | MAN | 0 | 0 | 0 | 0 | 0 | 1 | 0 | 0 | 0 | 0 | 1746429492 | 0 | 0 | 0 | 0 | 1 | 1 | 0 | 0 | 0 | 0 | 0 | 0 | 1 | 1 | 0 | 0 | 0 | 0 | 0 | 0 | 0 | 0 | 0 | 1 | 0 | 0 | 0 | 0 | 0 | 0 | 0 | 0 | 0 | V | 0.023094 | 0.023094 | 1.1547 | 1.1547 | 0.023094 | 1.1547 | 0 | 1 | 0 | 0 | 0 | 0 | 0 | [0.0, 0.0] | 1 | 0 | 0 | 1 | 0 | 1 | 1 | 0 | 0 | 0 | 0 | 0 | 1 | 1 | 0.1 | 0.1 | 0.1 | 0.1 | 1 | 1 | 1 | 1 | 0 | 0 | 0 | 0 | 0 | 100 | [[]] | 0 | 0 | 0 | 0 | 0 | 4905232 | 0 | 0 | 0 | 0 | 0 | 0.01 | 4905050 | 0 | 0 | 0 | 0 | 0 | 0 | 0 | 0 | 0 | 10 | 10 | 0 | 0 | 0 | 0 | 0 | 0 | 0 | 0 | 1 | 1 | 0.8 | 0 | 0 | 0.5 | 0.5 | 4294967294 | 0 | 0 | 0 | 0 | 1 | 0.99 | 1.01 | 2 | 2 | 6.25 | 6.25
T12 | Network Model.IntPrjfolder\Network Data.IntPrjfolder\Main Grid.ElmNet\T12.ElmTr2 | 0 | Library.IntPrjfolder\Equipment Type Library.IntPrjfolder\GT 0.4/20kV 1000 kVA.TypTr2 | Network Model.IntPrjfolder\Network Data.IntPrjfolder\Main Grid.ElmNet | Network Model.IntPrjfolder\Network Data.IntPrjfolder\Main Grid.ElmNet\Bus9.ElmTerm\Cub_4.StaCubic | Network Model.IntPrjfolder\Network Data.IntPrjfolder\Main Grid.ElmNet\Bus34.ElmTerm\Cub_1.StaCubic | 1 | 0 | 0 | 0 | 0 | 1 | 0.99 | 1.01 | V | 0 | 0 | 0 | 0 | 0 | 0 | 0 | 1 | 1 | 0 | 0 | 1 | 1 | 1 | 1746339481 | 0 | 100 | 0 | 0 | 0 | 0 | 0 | 0 | 0 | 0 | 0 | 1 | 1 | 0 | T12 | 0 | 0 | 0 | 0 | 0 | 0 | 0 | 1 | 0 | 0 | 0 | 0 | 0 | 0 | 100 | [[]] | 1970-01-01T00:00:00Z | 0 | 1 | 0.9 |  | Network Model.IntPrjfolder\Network Data.IntPrjfolder\Main Grid.ElmNet\Bus2.ElmTerm | Network Model.IntPrjfolder\Network Data.IntPrjfolder\Main Grid.ElmNet\Bus2.ElmTerm | 0 | 0 | Network Model.IntPrjfolder\Network Data.IntPrjfolder\Main Grid.ElmNet | Network Model.IntPrjfolder\Network Data.IntPrjfolder\Main Grid.ElmNet | 0 | 0 | 0 | 9999 | 0 | MAN | 0 | 0 | 0 | 0 | 0 | 1 | 0 | 0 | 0 | 0 | 1746429537 | 0 | 0 | 0 | 0 | 1 | 1 | 0 | 0 | 0 | 0 | 0 | 0 | 1 | 1 | 0 | 0 | 0 | 0 | 0 | 0 | 0 | 0 | 0 | 1 | 0 | 0 | 0 | 0 | 0 | 0 | 0 | 0 | 0 | V | 0.028868 | 0.028868 | 1.4434 | 1.4434 | 0.028868 | 1.4434 | 0 | 1 | 0 | 0 | 0 | 0 | 0 | [0.0, 0.0] | 1 | 0 | 0 | 1 | 0 | 1 | 1 | 0 | 0 | 0 | 0 | 0 | 1 | 1 | 0.1 | 0.1 | 0.1 | 0.1 | 1 | 1 | 1 | 1 | 0 | 0 | 0 | 0 | 0 | 100 | [[]] | 0 | 0 | 0 | 0 | 0 | 4905240 | 0 | 0 | 0 | 0 | 0 | 0.01 | 4905050 | 0 | 0 | 0 | 0 | 0 | 0 | 0 | 0 | 0 | 10 | 10 | 0 | 0 | 0 | 0 | 0 | 0 | 0 | 0 | 1 | 1 | 1 | 0 | 0 | 0.5 | 0.5 | 4294967294 | 0 | 0 | 0 | 0 | 1 | 0.99 | 1.01 | 2 | 2 | 5 | 5
0014 | Network Model.IntPrjfolder\Network Data.IntPrjfolder\Main Grid.ElmNet\0014.ElmTr2 | 0 | Library.IntPrjfolder\Equipment Type Library.IntPrjfolder\LT 20kV/0.4kV 100 kVA.TypTr2 | Network Model.IntPrjfolder\Network Data.IntPrjfolder\Main Grid.ElmNet | Network Model.IntPrjfolder\Network Data.IntPrjfolder\Main Grid.ElmNet\Bus188.ElmTerm\Cub_3.StaCubic | Network Model.IntPrjfolder\Network Data.IntPrjfolder\Main Grid.ElmNet\Bus187.ElmTerm\Cub_1.StaCubic | 1 | 0 | 0 | 0 | 0 | 1 | 0.99 | 1.01 | V | 0 | 0 | 0 | 0 | 0 | 0 | 0 | 1 | 0.1 | 0 | 0 | 1 | 1 | 1 | 1746340490 | 0 | 100 | 0 | 0 | 0 | 0 | 0 | 0 | 0 | 0 | 0 | 1 | 1 | 0 | 0014 | 0 | 0 | 0 | 0 | 0 | 0 | 0 | 1 | 0 | 0 | 0 | 0 | 0 | 0 | 100 | [[]] | 1970-01-01T00:00:00Z | 0 | 1 | 0.9 | Network Model.IntPrjfolder\Network Data.IntPrjfolder\Areas.IntArea\KOTA.ElmArea | Network Model.IntPrjfolder\Network Data.IntPrjfolder\Main Grid.ElmNet\Bus25.ElmTerm | Network Model.IntPrjfolder\Network Data.IntPrjfolder\Main Grid.ElmNet\Bus25.ElmTerm | 0 | 0 | Network Model.IntPrjfolder\Network Data.IntPrjfolder\Main Grid.ElmNet | Network Model.IntPrjfolder\Network Data.IntPrjfolder\Main Grid.ElmNet | 0 | 0 | 0 | 9999 | 0 | MAN | 0 | 0 | 0 | 0 | 0 | 1 | 0 | 0 | 0 | 0 | 1746599794 | 0 | 0 | 0 | 0 | 1 | 1 | 0 | 0 | 0 | 0 | 0 | 0 | 1 | 1 | 0 | 0 | 0 | 0 | 0 | 0 | 0 | 0 | 0 | 1 | 0 | 0 | 0 | 0 | 0 | 0 | 0 | 0 | 0 | V | 0.0028868 | 0.0028868 | 0.14434 | 0.14434 | 0.0028868 | 0.14434 | 0 | 1 | 0 | 0 | 0 | 0 | 0 | [0.0, 0.0] | 1 | 0 | 0 | 1 | 0 | 1 | 1 | 0 | 0 | 0 | 0 | 0 | 1 | 1 | 0.1 | 0.1 | 0.1 | 0.1 | 1 | 1 | 1 | 1 | 0 | 0 | 0 | 0 | 0 | 100 | [[]] | 0 | 0 | 0 | 0 | 0 | 4905330 | 0 | 0 | 0 | 0 | 0 | 0.01 | 4905050 | 0 | 0 | 0 | 0 | 0 | 0 | 0 | 0 | 0 | 10 | 10 | 0 | 0 | 0 | 0 | 0 | 0 | 0 | 0 | 1 | 1 | 0.1 | 0 | 0 | 0.5 | 0.5 | 4294967294 | 0 | 0 | 0 | 0 | 1 | 0.99 | 1.01 | 2 | 2 | 40 | 40
0015 | Network Model.IntPrjfolder\Network Data.IntPrjfolder\Main Grid.ElmNet\0015.ElmTr2 | 0 | Library.IntPrjfolder\Equipment Type Library.IntPrjfolder\LT 20kV/0.4kV 50 kVA.TypTr2 | Network Model.IntPrjfolder\Network Data.IntPrjfolder\Main Grid.ElmNet | Network Model.IntPrjfolder\Network Data.IntPrjfolder\Main Grid.ElmNet\Bus192.ElmTerm\Cub_2.StaCubic | Network Model.IntPrjfolder\Network Data.IntPrjfolder\Main Grid.ElmNet\Bus191.ElmTerm\Cub_1.StaCubic | 1 | 0 | 0 | 0 | 0 | 1 | 0.99 | 1.01 | V | 0 | 0 | 0 | 0 | 0 | 0 | 0 | 1 | 0.05 | 0 | 0 | 1 | 1 | 1 | 1746340491 | 0 | 100 | 0 | 0 | 0 | 0 | 0 | 0 | 0 | 0 | 0 | 1 | 1 | 0 | 0015 | 0 | 0 | 0 | 0 | 0 | 0 | 0 | 1 | 0 | 0 | 0 | 0 | 0 | 0 | 100 | [[]] | 1970-01-01T00:00:00Z | 0 | 1 | 0.9 | Network Model.IntPrjfolder\Network Data.IntPrjfolder\Areas.IntArea\KOTA.ElmArea | Network Model.IntPrjfolder\Network Data.IntPrjfolder\Main Grid.ElmNet\Bus25.ElmTerm | Network Model.IntPrjfolder\Network Data.IntPrjfolder\Main Grid.ElmNet\Bus25.ElmTerm | 0 | 0 | Network Model.IntPrjfolder\Network Data.IntPrjfolder\Main Grid.ElmNet | Network Model.IntPrjfolder\Network Data.IntPrjfolder\Main Grid.ElmNet | 0 | 0 | 0 | 9999 | 0 | MAN | 0 | 0 | 0 | 0 | 0 | 1 | 0 | 0 | 0 | 0 | 1746599794 | 0 | 0 | 0 | 0 | 1 | 1 | 0 | 0 | 0 | 0 | 0 | 0 | 1 | 1 | 0 | 0 | 0 | 0 | 0 | 0 | 0 | 0 | 0 | 1 | 0 | 0 | 0 | 0 | 0 | 0 | 0 | 0 | 0 | V | 0.0014434 | 0.0014434 | 0.072169 | 0.072169 | 0.0014434 | 0.072169 | 0 | 1 | 0 | 0 | 0 | 0 | 0 | [0.0, 0.0] | 1 | 0 | 0 | 1 | 0 | 1 | 1 | 0 | 0 | 0 | 0 | 0 | 1 | 1 | 0.1 | 0.1 | 0.1 | 0.1 | 1 | 1 | 1 | 1 | 0 | 0 | 0 | 0 | 0 | 100 | [[]] | 0 | 0 | 0 | 0 | 0 | 4905337 | 0 | 0 | 0 | 0 | 0 | 0.01 | 4905050 | 0 | 0 | 0 | 0 | 0 | 0 | 0 | 0 | 0 | 10 | 10 | 0 | 0 | 0 | 0 | 0 | 0 | 0 | 0 | 1 | 1 | 0.05 | 0 | 0 | 0.5 | 0.5 | 4294967294 | 0 | 0 | 0 | 0 | 1 | 0.99 | 1.01 | 2 | 2 | 80 | 80
0016 | Network Model.IntPrjfolder\Network Data.IntPrjfolder\Main Grid.ElmNet\0016.ElmTr2 | 0 | Library.IntPrjfolder\Equipment Type Library.IntPrjfolder\LT 20kV/0.4kV 100 kVA.TypTr2 | Network Model.IntPrjfolder\Network Data.IntPrjfolder\Main Grid.ElmNet | Network Model.IntPrjfolder\Network Data.IntPrjfolder\Main Grid.ElmNet\Bus27.ElmTerm\Cub_2.StaCubic | Network Model.IntPrjfolder\Network Data.IntPrjfolder\Main Grid.ElmNet\Bus29.ElmTerm\Cub_1.StaCubic | 1 | 0 | 0 | 0 | 0 | 1 | 0.99 | 1.01 | V | 0 | 0 | 0 | 0 | 0 | 0 | 0 | 1 | 0.1 | 0 | 0 | 1 | 1 | 1 | 1746340829 | 0 | 100 | 0 | 0 | 0 | 0 | 0 | 0 | 0 | 0 | 0 | 1 | 1 | 0 | 0016 | 0 | 0 | 0 | 0 | 0 | 0 | 0 | 1 | 0 | 0 | 0 | 0 | 0 | 0 | 100 | [[]] | 1970-01-01T00:00:00Z | 0 | 1 | 0.9 | Network Model.IntPrjfolder\Network Data.IntPrjfolder\Areas.IntArea\KOTA.ElmArea | Network Model.IntPrjfolder\Network Data.IntPrjfolder\Main Grid.ElmNet\Bus27.ElmTerm | Network Model.IntPrjfolder\Network Data.IntPrjfolder\Main Grid.ElmNet\Bus27.ElmTerm | 0 | 0 | Network Model.IntPrjfolder\Network Data.IntPrjfolder\Main Grid.ElmNet | Network Model.IntPrjfolder\Network Data.IntPrjfolder\Main Grid.ElmNet | 0 | 0 | 0 | 9999 | 0 | MAN | 0 | 0 | 0 | 0 | 0 | 1 | 0 | 0 | 0 | 0 | 1746599794 | 0 | 0 | 0 | 0 | 1 | 1 | 0 | 0 | 0 | 0 | 0 | 0 | 1 | 1 | 0 | 0 | 0 | 0 | 0 | 0 | 0 | 0 | 0 | 1 | 0 | 0 | 0 | 0 | 0 | 0 | 0 | 0 | 0 | V | 0.0028868 | 0.0028868 | 0.14434 | 0.14434 | 0.0028868 | 0.14434 | 0 | 1 | 0 | 0 | 0 | 0 | 0 | [0.0, 0.0] | 1 | 0 | 0 | 1 | 0 | 1 | 1 | 0 | 0 | 0 | 0 | 0 | 1 | 1 | 0.1 | 0.1 | 0.1 | 0.1 | 1 | 1 | 1 | 1 | 0 | 0 | 0 | 0 | 0 | 100 | [[]] | 0 | 0 | 0 | 0 | 0 | 4905370 | 0 | 0 | 0 | 0 | 0 | 0.01 | 4905050 | 0 | 0 | 0 | 0 | 0 | 0 | 0 | 0 | 0 | 10 | 10 | 0 | 0 | 0 | 0 | 0 | 0 | 0 | 0 | 1 | 1 | 0.1 | 0 | 0 | 0.5 | 0.5 | 4294967294 | 0 | 0 | 0 | 0 | 1 | 0.99 | 1.01 | 2 | 2 | 40 | 40
0083 | Network Model.IntPrjfolder\Network Data.IntPrjfolder\Main Grid.ElmNet\0083.ElmTr2 | 0 | Library.IntPrjfolder\Equipment Type Library.IntPrjfolder\LT 20kV/0.4kV 100 kVA.TypTr2 | Network Model.IntPrjfolder\Network Data.IntPrjfolder\Main Grid.ElmNet | Network Model.IntPrjfolder\Network Data.IntPrjfolder\Main Grid.ElmNet\Bus31.ElmTerm\Cub_2.StaCubic | Network Model.IntPrjfolder\Network Data.IntPrjfolder\Main Grid.ElmNet\Bus30.ElmTerm\Cub_1.StaCubic | 1 | 0 | 0 | 0 | 0 | 1 | 0.99 | 1.01 | V | 0 | 0 | 0 | 0 | 0 | 0 | 0 | 1 | 0.1 | 0 | 0 | 1 | 1 | 1 | 1746340920 | 0 | 100 | 0 | 0 | 0 | 0 | 0 | 0 | 0 | 0 | 0 | 1 | 1 | 0 | 0083 | 0 | 0 | 0 | 0 | 0 | 0 | 0 | 1 | 0 | 0 | 0 | 0 | 0 | 0 | 100 | [[]] | 1970-01-01T00:00:00Z | 0 | 1 | 0.9 | Network Model.IntPrjfolder\Network Data.IntPrjfolder\Areas.IntArea\KOTA.ElmArea |  |  | 0 | 0 | Network Model.IntPrjfolder\Network Data.IntPrjfolder\Main Grid.ElmNet | Network Model.IntPrjfolder\Network Data.IntPrjfolder\Main Grid.ElmNet | 0 | 0 | 0 | 9999 | 0 | MAN | 0 | 0 | 0 | 0 | 0 | 1 | 0 | 0 | 0 | 0 | 1746599794 | 0 | 0 | 0 | 0 | 1 | 1 | 0 | 0 | 0 | 0 | 0 | 0 | 1 | 1 | 0 | 0 | 0 | 0 | 0 | 0 | 0 | 0 | 0 | 1 | 0 | 0 | 0 | 0 | 0 | 0 | 0 | 0 | 0 | V | 0.0028868 | 0.0028868 | 0.14434 | 0.14434 | 0.0028868 | 0.14434 | 0 | 1 | 0 | 0 | 0 | 0 | 0 | [0.0, 0.0] | 1 | 0 | 0 | 1 | 0 | 1 | 1 | 0 | 0 | 0 | 0 | 0 | 1 | 1 | 0.1 | 0.1 | 0.1 | 0.1 | 1 | 1 | 1 | 1 | 0 | 0 | 0 | 0 | 0 | 100 | [[]] | 0 | 0 | 0 | 0 | 0 | 4905395 | 0 | 0 | 0 | 0 | 0 | 0.01 | 4905050 | 0 | 0 | 0 | 0 | 0 | 0 | 0 | 0 | 0 | 10 | 10 | 0 | 0 | 0 | 0 | 0 | 0 | 0 | 0 | 1 | 1 | 0.1 | 0 | 0 | 0.5 | 0.5 | 4294967294 | 0 | 0 | 0 | 0 | 1 | 0.99 | 1.01 | 2 | 2 | 40 | 40
0017 | Network Model.IntPrjfolder\Network Data.IntPrjfolder\Main Grid.ElmNet\0017.ElmTr2 | 0 | Library.IntPrjfolder\Equipment Type Library.IntPrjfolder\LT 20kV/0.4kV 100 kVA.TypTr2 | Network Model.IntPrjfolder\Network Data.IntPrjfolder\Main Grid.ElmNet | Network Model.IntPrjfolder\Network Data.IntPrjfolder\Main Grid.ElmNet\Bus194.ElmTerm\Cub_2.StaCubic | Network Model.IntPrjfolder\Network Data.IntPrjfolder\Main Grid.ElmNet\Bus195.ElmTerm\Cub_1.StaCubic | 1 | 0 | 0 | 0 | 0 | 1 | 0.99 | 1.01 | V | 0 | 0 | 0 | 0 | 0 | 0 | 0 | 1 | 0.1 | 0 | 0 | 1 | 1 | 1 | 1746341107 | 0 | 100 | 0 | 0 | 0 | 0 | 0 | 0 | 0 | 0 | 0 | 1 | 1 | 0 | 0017 | 0 | 0 | 0 | 0 | 0 | 0 | 0 | 1 | 0 | 0 | 0 | 0 | 0 | 0 | 100 | [[]] | 1970-01-01T00:00:00Z | 0 | 1 | 0.9 | Network Model.IntPrjfolder\Network Data.IntPrjfolder\Areas.IntArea\KOTA.ElmArea |  |  | 0 | 0 | Network Model.IntPrjfolder\Network Data.IntPrjfolder\Main Grid.ElmNet | Network Model.IntPrjfolder\Network Data.IntPrjfolder\Main Grid.ElmNet | 0 | 0 | 0 | 9999 | 0 | MAN | 0 | 0 | 0 | 0 | 0 | 1 | 0 | 0 | 0 | 0 | 1746599794 | 0 | 0 | 0 | 0 | 1 | 1 | 0 | 0 | 0 | 0 | 0 | 0 | 1 | 1 | 0 | 0 | 0 | 0 | 0 | 0 | 0 | 0 | 0 | 1 | 0 | 0 | 0 | 0 | 0 | 0 | 0 | 0 | 0 | V | 0.0028868 | 0.0028868 | 0.14434 | 0.14434 | 0.0028868 | 0.14434 | 0 | 1 | 0 | 0 | 0 | 0 | 0 | [0.0, 0.0] | 1 | 0 | 0 | 1 | 0 | 1 | 1 | 0 | 0 | 0 | 0 | 0 | 1 | 1 | 0.1 | 0.1 | 0.1 | 0.1 | 1 | 1 | 1 | 1 | 0 | 0 | 0 | 0 | 0 | 100 | [[]] | 0 | 0 | 0 | 0 | 0 | 4905436 | 0 | 0 | 0 | 0 | 0 | 0.01 | 4905050 | 0 | 0 | 0 | 0 | 0 | 0 | 0 | 0 | 0 | 10 | 10 | 0 | 0 | 0 | 0 | 0 | 0 | 0 | 0 | 1 | 1 | 0.1 | 0 | 0 | 0.5 | 0.5 | 4294967294 | 0 | 0 | 0 | 0 | 1 | 0.99 | 1.01 | 2 | 2 | 40 | 40
0018 | Network Model.IntPrjfolder\Network Data.IntPrjfolder\Main Grid.ElmNet\0018.ElmTr2 | 0 | Library.IntPrjfolder\Equipment Type Library.IntPrjfolder\LT 20kV/0.4kV 100 kVA.TypTr2 | Network Model.IntPrjfolder\Network Data.IntPrjfolder\Main Grid.ElmNet | Network Model.IntPrjfolder\Network Data.IntPrjfolder\Main Grid.ElmNet\Bus41.ElmTerm\Cub_2.StaCubic | Network Model.IntPrjfolder\Network Data.IntPrjfolder\Main Grid.ElmNet\Bus40.ElmTerm\Cub_1.StaCubic | 1 | 0 | 0 | 0 | 0 | 1 | 0.99 | 1.01 | V | 0 | 0 | 0 | 0 | 0 | 0 | 0 | 1 | 0.1 | 0 | 0 | 1 | 1 | 1 | 1746341242 | 0 | 100 | 0 | 0 | 0 | 0 | 0 | 0 | 0 | 0 | 0 | 1 | 1 | 0 | 0018 | 0 | 0 | 0 | 0 | 0 | 0 | 0 | 1 | 0 | 0 | 0 | 0 | 0 | 0 | 100 | [[]] | 1970-01-01T00:00:00Z | 0 | 1 | 0.9 | Network Model.IntPrjfolder\Network Data.IntPrjfolder\Areas.IntArea\KOTA.ElmArea |  |  | 0 | 0 | Network Model.IntPrjfolder\Network Data.IntPrjfolder\Main Grid.ElmNet | Network Model.IntPrjfolder\Network Data.IntPrjfolder\Main Grid.ElmNet | 0 | 0 | 0 | 9999 | 0 | MAN | 0 | 0 | 0 | 0 | 0 | 1 | 0 | 0 | 0 | 0 | 1746599794 | 0 | 0 | 0 | 0 | 1 | 1 | 0 | 0 | 0 | 0 | 0 | 0 | 1 | 1 | 0 | 0 | 0 | 0 | 0 | 0 | 0 | 0 | 0 | 1 | 0 | 0 | 0 | 0 | 0 | 0 | 0 | 0 | 0 | V | 0.0028868 | 0.0028868 | 0.14434 | 0.14434 | 0.0028868 | 0.14434 | 0 | 1 | 0 | 0 | 0 | 0 | 0 | [0.0, 0.0] | 1 | 0 | 0 | 1 | 0 | 1 | 1 | 0 | 0 | 0 | 0 | 0 | 1 | 1 | 0.1 | 0.1 | 0.1 | 0.1 | 1 | 1 | 1 | 1 | 0 | 0 | 0 | 0 | 0 | 100 | [[]] | 0 | 0 | 0 | 0 | 0 | 4905459 | 0 | 0 | 0 | 0 | 0 | 0.01 | 4905050 | 0 | 0 | 0 | 0 | 0 | 0 | 0 | 0 | 0 | 10 | 10 | 0 | 0 | 0 | 0 | 0 | 0 | 0 | 0 | 1 | 1 | 0.1 | 0 | 0 | 0.5 | 0.5 | 4294967294 | 0 | 0 | 0 | 0 | 1 | 0.99 | 1.01 | 2 | 2 | 40 | 40
0019 | Network Model.IntPrjfolder\Network Data.IntPrjfolder\Main Grid.ElmNet\0019.ElmTr2 | 0 | Library.IntPrjfolder\Equipment Type Library.IntPrjfolder\LT 20kV/0.4kV 250 kVA.TypTr2 | Network Model.IntPrjfolder\Network Data.IntPrjfolder\Main Grid.ElmNet | Network Model.IntPrjfolder\Network Data.IntPrjfolder\Main Grid.ElmNet\Bus198.ElmTerm\Cub_2.StaCubic | Network Model.IntPrjfolder\Network Data.IntPrjfolder\Main Grid.ElmNet\Bus197.ElmTerm\Cub_1.StaCubic | 1 | 0 | 0 | 0 | 0 | 1 | 0.99 | 1.01 | V | 0 | 0 | 0 | 0 | 0 | 0 | 0 | 1 | 0.25 | 0 | 0 | 1 | 1 | 1 | 1746341356 | 0 | 100 | 0 | 0 | 0 | 0 | 0 | 0 | 0 | 0 | 0 | 1 | 1 | 0 | 0019 | 0 | 0 | 0 | 0 | 0 | 0 | 0 | 1 | 0 | 0 | 0 | 0 | 0 | 0 | 100 | [[]] | 1970-01-01T00:00:00Z | 0 | 1 | 0.9 | Network Model.IntPrjfolder\Network Data.IntPrjfolder\Areas.IntArea\KOTA.ElmArea |  |  | 0 | 0 | Network Model.IntPrjfolder\Network Data.IntPrjfolder\Main Grid.ElmNet | Network Model.IntPrjfolder\Network Data.IntPrjfolder\Main Grid.ElmNet | 0 | 0 | 0 | 9999 | 0 | MAN | 0 | 0 | 0 | 0 | 0 | 1 | 0 | 0 | 0 | 0 | 1746599794 | 0 | 0 | 0 | 0 | 1 | 1 | 0 | 0 | 0 | 0 | 0 | 0 | 1 | 1 | 0 | 0 | 0 | 0 | 0 | 0 | 0 | 0 | 0 | 1 | 0 | 0 | 0 | 0 | 0 | 0 | 0 | 0 | 0 | V | 0.0072169 | 0.0072169 | 0.36084 | 0.36084 | 0.0072169 | 0.36084 | 0 | 1 | 0 | 0 | 0 | 0 | 0 | [0.0, 0.0] | 1 | 0 | 0 | 1 | 0 | 1 | 1 | 0 | 0 | 0 | 0 | 0 | 1 | 1 | 0.1 | 0.1 | 0.1 | 0.1 | 1 | 1 | 1 | 1 | 0 | 0 | 0 | 0 | 0 | 100 | [[]] | 0 | 0 | 0 | 0 | 0 | 4905482 | 0 | 0 | 0 | 0 | 0 | 0.01 | 4905050 | 0 | 0 | 0 | 0 | 0 | 0 | 0 | 0 | 0 | 10 | 10 | 0 | 0 | 0 | 0 | 0 | 0 | 0 | 0 | 1 | 1 | 0.25 | 0 | 0 | 0.5 | 0.5 | 4294967294 | 0 | 0 | 0 | 0 | 1 | 0.99 | 1.01 | 2 | 2 | 16 | 16
0028 | Network Model.IntPrjfolder\Network Data.IntPrjfolder\Main Grid.ElmNet\0028.ElmTr2 | 0 | Library.IntPrjfolder\Equipment Type Library.IntPrjfolder\LT 20kV/0.4kV 160 kVA.TypTr2 | Network Model.IntPrjfolder\Network Data.IntPrjfolder\Main Grid.ElmNet | Network Model.IntPrjfolder\Network Data.IntPrjfolder\Main Grid.ElmNet\Bus49.ElmTerm\Cub_3.StaCubic | Network Model.IntPrjfolder\Network Data.IntPrjfolder\Main Grid.ElmNet\Bus45.ElmTerm\Cub_1.StaCubic | 1 | 0 | 0 | 0 | 0 | 1 | 0.99 | 1.01 | V | 0 | 0 | 0 | 0 | 0 | 0 | 0 | 1 | 0.16 | 0 | 0 | 1 | 1 | 1 | 1746341784 | 0 | 100 | 0 | 0 | 0 | 0 | 0 | 0 | 0 | 0 | 0 | 1 | 1 | 0 | 0028 | 0 | 0 | 0 | 0 | 0 | 0 | 0 | 1 | 0 | 0 | 0 | 0 | 0 | 0 | 100 | [[]] | 1970-01-01T00:00:00Z | 0 | 1 | 0.9 | Network Model.IntPrjfolder\Network Data.IntPrjfolder\Areas.IntArea\KOTA.ElmArea | Network Model.IntPrjfolder\Network Data.IntPrjfolder\Main Grid.ElmNet\Bus43.ElmTerm | Network Model.IntPrjfolder\Network Data.IntPrjfolder\Main Grid.ElmNet\Bus43.ElmTerm | 0 | 0 | Network Model.IntPrjfolder\Network Data.IntPrjfolder\Main Grid.ElmNet | Network Model.IntPrjfolder\Network Data.IntPrjfolder\Main Grid.ElmNet | 0 | 0 | 0 | 9999 | 0 | MAN | 0 | 0 | 0 | 0 | 0 | 1 | 0 | 0 | 0 | 0 | 1746599794 | 0 | 0 | 0 | 0 | 1 | 1 | 0 | 0 | 0 | 0 | 0 | 0 | 1 | 1 | 0 | 0 | 0 | 0 | 0 | 0 | 0 | 0 | 0 | 1 | 0 | 0 | 0 | 0 | 0 | 0 | 0 | 0 | 0 | V | 0.0046188 | 0.0046188 | 0.23094 | 0.23094 | 0.0046188 | 0.23094 | 0 | 1 | 0 | 0 | 0 | 0 | 0 | [0.0, 0.0] | 1 | 0 | 0 | 1 | 0 | 1 | 1 | 0 | 0 | 0 | 0 | 0 | 1 | 1 | 0.1 | 0.1 | 0.1 | 0.1 | 1 | 1 | 1 | 1 | 0 | 0 | 0 | 0 | 0 | 100 | [[]] | 0 | 0 | 0 | 0 | 0 | 4905560 | 0 | 0 | 0 | 0 | 0 | 0.01 | 4905050 | 0 | 0 | 0 | 0 | 0 | 0 | 0 | 0 | 0 | 10 | 10 | 0 | 0 | 0 | 0 | 0 | 0 | 0 | 0 | 1 | 1 | 0.16 | 0 | 0 | 0.5 | 0.5 | 4294967294 | 0 | 0 | 0 | 0 | 1 | 0.99 | 1.01 | 2 | 2 | 25 | 25
0079 | Network Model.IntPrjfolder\Network Data.IntPrjfolder\Main Grid.ElmNet\0079.ElmTr2 | 0 | Library.IntPrjfolder\Equipment Type Library.IntPrjfolder\LT 20kV/0.4kV 250 kVA.TypTr2 | Network Model.IntPrjfolder\Network Data.IntPrjfolder\Main Grid.ElmNet | Network Model.IntPrjfolder\Network Data.IntPrjfolder\Main Grid.ElmNet\Bus201.ElmTerm\Cub_2.StaCubic | Network Model.IntPrjfolder\Network Data.IntPrjfolder\Main Grid.ElmNet\Bus47.ElmTerm\Cub_1.StaCubic | 1 | 0 | 0 | 0 | 0 | 1 | 0.99 | 1.01 | V | 0 | 0 | 0 | 0 | 0 | 0 | 0 | 1 | 0.25 | 0 | 0 | 1 | 1 | 1 | 1746341785 | 0 | 100 | 0 | 0 | 0 | 0 | 0 | 0 | 0 | 0 | 0 | 1 | 1 | 0 | 0079 | 0 | 0 | 0 | 0 | 0 | 0 | 0 | 1 | 0 | 0 | 0 | 0 | 0 | 0 | 100 | [[]] | 1970-01-01T00:00:00Z | 0 | 1 | 0.9 | Network Model.IntPrjfolder\Network Data.IntPrjfolder\Areas.IntArea\KOTA.ElmArea | Network Model.IntPrjfolder\Network Data.IntPrjfolder\Main Grid.ElmNet\Bus43.ElmTerm | Network Model.IntPrjfolder\Network Data.IntPrjfolder\Main Grid.ElmNet\Bus43.ElmTerm | 0 | 0 | Network Model.IntPrjfolder\Network Data.IntPrjfolder\Main Grid.ElmNet | Network Model.IntPrjfolder\Network Data.IntPrjfolder\Main Grid.ElmNet | 0 | 0 | 0 | 9999 | 0 | MAN | 0 | 0 | 0 | 0 | 0 | 1 | 0 | 0 | 0 | 0 | 1746599794 | 0 | 0 | 0 | 0 | 1 | 1 | 0 | 0 | 0 | 0 | 0 | 0 | 1 | 1 | 0 | 0 | 0 | 0 | 0 | 0 | 0 | 0 | 0 | 1 | 0 | 0 | 0 | 0 | 0 | 0 | 0 | 0 | 0 | V | 0.0072169 | 0.0072169 | 0.36084 | 0.36084 | 0.0072169 | 0.36084 | 0 | 1 | 0 | 0 | 0 | 0 | 0 | [0.0, 0.0] | 1 | 0 | 0 | 1 | 0 | 1 | 1 | 0 | 0 | 0 | 0 | 0 | 1 | 1 | 0.1 | 0.1 | 0.1 | 0.1 | 1 | 1 | 1 | 1 | 0 | 0 | 0 | 0 | 0 | 100 | [[]] | 0 | 0 | 0 | 0 | 0 | 4905567 | 0 | 0 | 0 | 0 | 0 | 0.01 | 4905050 | 0 | 0 | 0 | 0 | 0 | 0 | 0 | 0 | 0 | 10 | 10 | 0 | 0 | 0 | 0 | 0 | 0 | 0 | 0 | 1 | 1 | 0.25 | 0 | 0 | 0.5 | 0.5 | 4294967294 | 0 | 0 | 0 | 0 | 1 | 0.99 | 1.01 | 2 | 2 | 16 | 16
0029 | Network Model.IntPrjfolder\Network Data.IntPrjfolder\Main Grid.ElmNet\0029.ElmTr2 | 0 | Library.IntPrjfolder\Equipment Type Library.IntPrjfolder\LT 20kV/0.4kV 100 kVA.TypTr2 | Network Model.IntPrjfolder\Network Data.IntPrjfolder\Main Grid.ElmNet | Network Model.IntPrjfolder\Network Data.IntPrjfolder\Main Grid.ElmNet\Bus202.ElmTerm\Cub_3.StaCubic | Network Model.IntPrjfolder\Network Data.IntPrjfolder\Main Grid.ElmNet\Bus200.ElmTerm\Cub_1.StaCubic | 1 | 0 | 0 | 0 | 0 | 1 | 0.99 | 1.01 | V | 0 | 0 | 0 | 0 | 0 | 0 | 0 | 1 | 0.1 | 0 | 0 | 1 | 1 | 1 | 1746341787 | 0 | 100 | 0 | 0 | 0 | 0 | 0 | 0 | 0 | 0 | 0 | 1 | 1 | 0 | 0029 | 0 | 0 | 0 | 0 | 0 | 0 | 0 | 1 | 0 | 0 | 0 | 0 | 0 | 0 | 100 | [[]] | 1970-01-01T00:00:00Z | 0 | 1 | 0.9 | Network Model.IntPrjfolder\Network Data.IntPrjfolder\Areas.IntArea\KOTA.ElmArea | Network Model.IntPrjfolder\Network Data.IntPrjfolder\Main Grid.ElmNet\Bus43.ElmTerm | Network Model.IntPrjfolder\Network Data.IntPrjfolder\Main Grid.ElmNet\Bus43.ElmTerm | 0 | 0 | Network Model.IntPrjfolder\Network Data.IntPrjfolder\Main Grid.ElmNet | Network Model.IntPrjfolder\Network Data.IntPrjfolder\Main Grid.ElmNet | 0 | 0 | 0 | 9999 | 0 | MAN | 0 | 0 | 0 | 0 | 0 | 1 | 0 | 0 | 0 | 0 | 1746599794 | 0 | 0 | 0 | 0 | 1 | 1 | 0 | 0 | 0 | 0 | 0 | 0 | 1 | 1 | 0 | 0 | 0 | 0 | 0 | 0 | 0 | 0 | 0 | 1 | 0 | 0 | 0 | 0 | 0 | 0 | 0 | 0 | 0 | V | 0.0028868 | 0.0028868 | 0.14434 | 0.14434 | 0.0028868 | 0.14434 | 0 | 1 | 0 | 0 | 0 | 0 | 0 | [0.0, 0.0] | 1 | 0 | 0 | 1 | 0 | 1 | 1 | 0 | 0 | 0 | 0 | 0 | 1 | 1 | 0.1 | 0.1 | 0.1 | 0.1 | 1 | 1 | 1 | 1 | 0 | 0 | 0 | 0 | 0 | 100 | [[]] | 0 | 0 | 0 | 0 | 0 | 4905573 | 0 | 0 | 0 | 0 | 0 | 0.01 | 4905050 | 0 | 0 | 0 | 0 | 0 | 0 | 0 | 0 | 0 | 10 | 10 | 0 | 0 | 0 | 0 | 0 | 0 | 0 | 0 | 1 | 1 | 0.1 | 0 | 0 | 0.5 | 0.5 | 4294967294 | 0 | 0 | 0 | 0 | 1 | 0.99 | 1.01 | 2 | 2 | 40 | 40
0030 | Network Model.IntPrjfolder\Network Data.IntPrjfolder\Main Grid.ElmNet\0030.ElmTr2 | 0 | Library.IntPrjfolder\Equipment Type Library.IntPrjfolder\LT 20kV/0.4kV 100 kVA.TypTr2 | Network Model.IntPrjfolder\Network Data.IntPrjfolder\Main Grid.ElmNet | Network Model.IntPrjfolder\Network Data.IntPrjfolder\Main Grid.ElmNet\Bus205.ElmTerm\Cub_2.StaCubic | Network Model.IntPrjfolder\Network Data.IntPrjfolder\Main Grid.ElmNet\Bus204.ElmTerm\Cub_1.StaCubic | 1 | 0 | 0 | 0 | 0 | 1 | 0.99 | 1.01 | V | 0 | 0 | 0 | 0 | 0 | 0 | 0 | 1 | 0.1 | 0 | 0 | 1 | 1 | 1 | 1746341789 | 0 | 100 | 0 | 0 | 0 | 0 | 0 | 0 | 0 | 0 | 0 | 1 | 1 | 0 | 0030 | 0 | 0 | 0 | 0 | 0 | 0 | 0 | 1 | 0 | 0 | 0 | 0 | 0 | 0 | 100 | [[]] | 1970-01-01T00:00:00Z | 0 | 1 | 0.9 | Network Model.IntPrjfolder\Network Data.IntPrjfolder\Areas.IntArea\KOTA.ElmArea | Network Model.IntPrjfolder\Network Data.IntPrjfolder\Main Grid.ElmNet\Bus43.ElmTerm | Network Model.IntPrjfolder\Network Data.IntPrjfolder\Main Grid.ElmNet\Bus43.ElmTerm | 0 | 0 | Network Model.IntPrjfolder\Network Data.IntPrjfolder\Main Grid.ElmNet | Network Model.IntPrjfolder\Network Data.IntPrjfolder\Main Grid.ElmNet | 0 | 0 | 0 | 9999 | 0 | MAN | 0 | 0 | 0 | 0 | 0 | 1 | 0 | 0 | 0 | 0 | 1746599794 | 0 | 0 | 0 | 0 | 1 | 1 | 0 | 0 | 0 | 0 | 0 | 0 | 1 | 1 | 0 | 0 | 0 | 0 | 0 | 0 | 0 | 0 | 0 | 1 | 0 | 0 | 0 | 0 | 0 | 0 | 0 | 0 | 0 | V | 0.0028868 | 0.0028868 | 0.14434 | 0.14434 | 0.0028868 | 0.14434 | 0 | 1 | 0 | 0 | 0 | 0 | 0 | [0.0, 0.0] | 1 | 0 | 0 | 1 | 0 | 1 | 1 | 0 | 0 | 0 | 0 | 0 | 1 | 1 | 0.1 | 0.1 | 0.1 | 0.1 | 1 | 1 | 1 | 1 | 0 | 0 | 0 | 0 | 0 | 100 | [[]] | 0 | 0 | 0 | 0 | 0 | 4905579 | 0 | 0 | 0 | 0 | 0 | 0.01 | 4905050 | 0 | 0 | 0 | 0 | 0 | 0 | 0 | 0 | 0 | 10 | 10 | 0 | 0 | 0 | 0 | 0 | 0 | 0 | 0 | 1 | 1 | 0.1 | 0 | 0 | 0.5 | 0.5 | 4294967294 | 0 | 0 | 0 | 0 | 1 | 0.99 | 1.01 | 2 | 2 | 40 | 40
0020 | Network Model.IntPrjfolder\Network Data.IntPrjfolder\Main Grid.ElmNet\0020.ElmTr2 | 0 | Library.IntPrjfolder\Equipment Type Library.IntPrjfolder\LT 20kV/0.4kV 250 kVA.TypTr2 | Network Model.IntPrjfolder\Network Data.IntPrjfolder\Main Grid.ElmNet | Network Model.IntPrjfolder\Network Data.IntPrjfolder\Main Grid.ElmNet\Bus63.ElmTerm\Cub_2.StaCubic | Network Model.IntPrjfolder\Network Data.IntPrjfolder\Main Grid.ElmNet\Bus62.ElmTerm\Cub_1.StaCubic | 1 | 0 | 0 | 0 | 0 | 1 | 0.99 | 1.01 | V | 0 | 0 | 0 | 0 | 0 | 0 | 0 | 1 | 0.25 | 0 | 0 | 1 | 1 | 1 | 1746342020 | 0 | 100 | 0 | 0 | 0 | 0 | 0 | 0 | 0 | 0 | 0 | 1 | 1 | 0 | 0020 | 0 | 0 | 0 | 0 | 0 | 0 | 0 | 1 | 0 | 0 | 0 | 0 | 0 | 0 | 100 | [[]] | 1970-01-01T00:00:00Z | 0 | 1 | 0.9 | Network Model.IntPrjfolder\Network Data.IntPrjfolder\Areas.IntArea\KOTA.ElmArea | Network Model.IntPrjfolder\Network Data.IntPrjfolder\Main Grid.ElmNet\Bus43.ElmTerm | Network Model.IntPrjfolder\Network Data.IntPrjfolder\Main Grid.ElmNet\Bus43.ElmTerm | 0 | 0 | Network Model.IntPrjfolder\Network Data.IntPrjfolder\Main Grid.ElmNet | Network Model.IntPrjfolder\Network Data.IntPrjfolder\Main Grid.ElmNet | 0 | 0 | 0 | 9999 | 0 | MAN | 0 | 0 | 0 | 0 | 0 | 1 | 0 | 0 | 0 | 0 | 1746599794 | 0 | 0 | 0 | 0 | 1 | 1 | 0 | 0 | 0 | 0 | 0 | 0 | 1 | 1 | 0 | 0 | 0 | 0 | 0 | 0 | 0 | 0 | 0 | 1 | 0 | 0 | 0 | 0 | 0 | 0 | 0 | 0 | 0 | V | 0.0072169 | 0.0072169 | 0.36084 | 0.36084 | 0.0072169 | 0.36084 | 0 | 1 | 0 | 0 | 0 | 0 | 0 | [0.0, 0.0] | 1 | 0 | 0 | 1 | 0 | 1 | 1 | 0 | 0 | 0 | 0 | 0 | 1 | 1 | 0.1 | 0.1 | 0.1 | 0.1 | 1 | 1 | 1 | 1 | 0 | 0 | 0 | 0 | 0 | 100 | [[]] | 0 | 0 | 0 | 0 | 0 | 4905621 | 0 | 0 | 0 | 0 | 0 | 0.01 | 4905050 | 0 | 0 | 0 | 0 | 0 | 0 | 0 | 0 | 0 | 10 | 10 | 0 | 0 | 0 | 0 | 0 | 0 | 0 | 0 | 1 | 1 | 0.25 | 0 | 0 | 0.5 | 0.5 | 4294967294 | 0 | 0 | 0 | 0 | 1 | 0.99 | 1.01 | 2 | 2 | 16 | 16
0021 | Network Model.IntPrjfolder\Network Data.IntPrjfolder\Main Grid.ElmNet\0021.ElmTr2 | 0 | Library.IntPrjfolder\Equipment Type Library.IntPrjfolder\LT 20kV/0.4kV 100 kVA.TypTr2 | Network Model.IntPrjfolder\Network Data.IntPrjfolder\Main Grid.ElmNet | Network Model.IntPrjfolder\Network Data.IntPrjfolder\Main Grid.ElmNet\Bus206.ElmTerm\Cub_2.StaCubic | Network Model.IntPrjfolder\Network Data.IntPrjfolder\Main Grid.ElmNet\Bus66.ElmTerm\Cub_1.StaCubic | 1 | 0 | 0 | 0 | 0 | 1 | 0.99 | 1.01 | V | 0 | 0 | 0 | 0 | 0 | 0 | 0 | 1 | 0.1 | 0 | 0 | 1 | 1 | 1 | 1746342223 | 0 | 100 | 0 | 0 | 0 | 0 | 0 | 0 | 0 | 0 | 0 | 1 | 1 | 0 | 0021 | 0 | 0 | 0 | 0 | 0 | 0 | 0 | 1 | 0 | 0 | 0 | 0 | 0 | 0 | 100 | [[]] | 1970-01-01T00:00:00Z | 0 | 1 | 0.9 | Network Model.IntPrjfolder\Network Data.IntPrjfolder\Areas.IntArea\KOTA.ElmArea | Network Model.IntPrjfolder\Network Data.IntPrjfolder\Main Grid.ElmNet\Bus43.ElmTerm | Network Model.IntPrjfolder\Network Data.IntPrjfolder\Main Grid.ElmNet\Bus43.ElmTerm | 0 | 0 | Network Model.IntPrjfolder\Network Data.IntPrjfolder\Main Grid.ElmNet | Network Model.IntPrjfolder\Network Data.IntPrjfolder\Main Grid.ElmNet | 0 | 0 | 0 | 9999 | 0 | MAN | 0 | 0 | 0 | 0 | 0 | 1 | 0 | 0 | 0 | 0 | 1746599794 | 0 | 0 | 0 | 0 | 1 | 1 | 0 | 0 | 0 | 0 | 0 | 0 | 1 | 1 | 0 | 0 | 0 | 0 | 0 | 0 | 0 | 0 | 0 | 1 | 0 | 0 | 0 | 0 | 0 | 0 | 0 | 0 | 0 | V | 0.0028868 | 0.0028868 | 0.14434 | 0.14434 | 0.0028868 | 0.14434 | 0 | 1 | 0 | 0 | 0 | 0 | 0 | [0.0, 0.0] | 1 | 0 | 0 | 1 | 0 | 1 | 1 | 0 | 0 | 0 | 0 | 0 | 1 | 1 | 0.1 | 0.1 | 0.1 | 0.1 | 1 | 1 | 1 | 1 | 0 | 0 | 0 | 0 | 0 | 100 | [[]] | 0 | 0 | 0 | 0 | 0 | 4905664 | 0 | 0 | 0 | 0 | 0 | 0.01 | 4905050 | 0 | 0 | 0 | 0 | 0 | 0 | 0 | 0 | 0 | 10 | 10 | 0 | 0 | 0 | 0 | 0 | 0 | 0 | 0 | 1 | 1 | 0.1 | 0 | 0 | 0.5 | 0.5 | 4294967294 | 0 | 0 | 0 | 0 | 1 | 0.99 | 1.01 | 2 | 2 | 40 | 40
0022 | Network Model.IntPrjfolder\Network Data.IntPrjfolder\Main Grid.ElmNet\0022.ElmTr2 | 0 | Library.IntPrjfolder\Equipment Type Library.IntPrjfolder\LT 20kV/0.4kV 100 kVA.TypTr2 | Network Model.IntPrjfolder\Network Data.IntPrjfolder\Main Grid.ElmNet | Network Model.IntPrjfolder\Network Data.IntPrjfolder\Main Grid.ElmNet\Bus71.ElmTerm\Cub_2.StaCubic | Network Model.IntPrjfolder\Network Data.IntPrjfolder\Main Grid.ElmNet\Bus70.ElmTerm\Cub_1.StaCubic | 1 | 0 | 0 | 0 | 0 | 1 | 0.99 | 1.01 | V | 0 | 0 | 0 | 0 | 0 | 0 | 0 | 1 | 0.1 | 0 | 0 | 1 | 1 | 1 | 1746342307 | 0 | 100 | 0 | 0 | 0 | 0 | 0 | 0 | 0 | 0 | 0 | 1 | 1 | 0 | 0022 | 0 | 0 | 0 | 0 | 0 | 0 | 0 | 1 | 0 | 0 | 0 | 0 | 0 | 0 | 100 | [[]] | 1970-01-01T00:00:00Z | 0 | 1 | 0.9 | Network Model.IntPrjfolder\Network Data.IntPrjfolder\Areas.IntArea\KOTA.ElmArea | Network Model.IntPrjfolder\Network Data.IntPrjfolder\Main Grid.ElmNet\Bus43.ElmTerm | Network Model.IntPrjfolder\Network Data.IntPrjfolder\Main Grid.ElmNet\Bus43.ElmTerm | 0 | 0 | Network Model.IntPrjfolder\Network Data.IntPrjfolder\Main Grid.ElmNet | Network Model.IntPrjfolder\Network Data.IntPrjfolder\Main Grid.ElmNet | 0 | 0 | 0 | 9999 | 0 | MAN | 0 | 0 | 0 | 0 | 0 | 1 | 0 | 0 | 0 | 0 | 1746599794 | 0 | 0 | 0 | 0 | 1 | 1 | 0 | 0 | 0 | 0 | 0 | 0 | 1 | 1 | 0 | 0 | 0 | 0 | 0 | 0 | 0 | 0 | 0 | 1 | 0 | 0 | 0 | 0 | 0 | 0 | 0 | 0 | 0 | V | 0.0028868 | 0.0028868 | 0.14434 | 0.14434 | 0.0028868 | 0.14434 | 0 | 1 | 0 | 0 | 0 | 0 | 0 | [0.0, 0.0] | 1 | 0 | 0 | 1 | 0 | 1 | 1 | 0 | 0 | 0 | 0 | 0 | 1 | 1 | 0.1 | 0.1 | 0.1 | 0.1 | 1 | 1 | 1 | 1 | 0 | 0 | 0 | 0 | 0 | 100 | [[]] | 0 | 0 | 0 | 0 | 0 | 4905689 | 0 | 0 | 0 | 0 | 0 | 0.01 | 4905050 | 0 | 0 | 0 | 0 | 0 | 0 | 0 | 0 | 0 | 10 | 10 | 0 | 0 | 0 | 0 | 0 | 0 | 0 | 0 | 1 | 1 | 0.1 | 0 | 0 | 0.5 | 0.5 | 4294967294 | 0 | 0 | 0 | 0 | 1 | 0.99 | 1.01 | 2 | 2 | 40 | 40
0023 | Network Model.IntPrjfolder\Network Data.IntPrjfolder\Main Grid.ElmNet\0023.ElmTr2 | 0 | Library.IntPrjfolder\Equipment Type Library.IntPrjfolder\LT 20kV/0.4kV 100 kVA.TypTr2 | Network Model.IntPrjfolder\Network Data.IntPrjfolder\Main Grid.ElmNet | Network Model.IntPrjfolder\Network Data.IntPrjfolder\Main Grid.ElmNet\Bus209.ElmTerm\Cub_2.StaCubic | Network Model.IntPrjfolder\Network Data.IntPrjfolder\Main Grid.ElmNet\Bus208.ElmTerm\Cub_1.StaCubic | 1 | 0 | 0 | 0 | 0 | 1 | 0.99 | 1.01 | V | 0 | 0 | 0 | 0 | 0 | 0 | 0 | 1 | 0.1 | 0 | 0 | 1 | 1 | 1 | 1746342415 | 0 | 100 | 0 | 0 | 0 | 0 | 0 | 0 | 0 | 0 | 0 | 1 | 1 | 0 | 0023 | 0 | 0 | 0 | 0 | 0 | 0 | 0 | 1 | 0 | 0 | 0 | 0 | 0 | 0 | 100 | [[]] | 1970-01-01T00:00:00Z | 0 | 1 | 0.9 | Network Model.IntPrjfolder\Network Data.IntPrjfolder\Areas.IntArea\KOTA.ElmArea | Network Model.IntPrjfolder\Network Data.IntPrjfolder\Main Grid.ElmNet\Bus43.ElmTerm | Network Model.IntPrjfolder\Network Data.IntPrjfolder\Main Grid.ElmNet\Bus43.ElmTerm | 0 | 0 | Network Model.IntPrjfolder\Network Data.IntPrjfolder\Main Grid.ElmNet | Network Model.IntPrjfolder\Network Data.IntPrjfolder\Main Grid.ElmNet | 0 | 0 | 0 | 9999 | 0 | MAN | 0 | 0 | 0 | 0 | 0 | 1 | 0 | 0 | 0 | 0 | 1746599794 | 0 | 0 | 0 | 0 | 1 | 1 | 0 | 0 | 0 | 0 | 0 | 0 | 1 | 1 | 0 | 0 | 0 | 0 | 0 | 0 | 0 | 0 | 0 | 1 | 0 | 0 | 0 | 0 | 0 | 0 | 0 | 0 | 0 | V | 0.0028868 | 0.0028868 | 0.14434 | 0.14434 | 0.0028868 | 0.14434 | 0 | 1 | 0 | 0 | 0 | 0 | 0 | [0.0, 0.0] | 1 | 0 | 0 | 1 | 0 | 1 | 1 | 0 | 0 | 0 | 0 | 0 | 1 | 1 | 0.1 | 0.1 | 0.1 | 0.1 | 1 | 1 | 1 | 1 | 0 | 0 | 0 | 0 | 0 | 100 | [[]] | 0 | 0 | 0 | 0 | 0 | 4905714 | 0 | 0 | 0 | 0 | 0 | 0.01 | 4905050 | 0 | 0 | 0 | 0 | 0 | 0 | 0 | 0 | 0 | 10 | 10 | 0 | 0 | 0 | 0 | 0 | 0 | 0 | 0 | 1 | 1 | 0.1 | 0 | 0 | 0.5 | 0.5 | 4294967294 | 0 | 0 | 0 | 0 | 1 | 0.99 | 1.01 | 2 | 2 | 40 | 40
0091 | Network Model.IntPrjfolder\Network Data.IntPrjfolder\Main Grid.ElmNet\0091.ElmTr2 | 0 | Library.IntPrjfolder\Equipment Type Library.IntPrjfolder\LT 20kV/0.4kV 100 kVA.TypTr2 | Network Model.IntPrjfolder\Network Data.IntPrjfolder\Main Grid.ElmNet | Network Model.IntPrjfolder\Network Data.IntPrjfolder\Main Grid.ElmNet\Bus213.ElmTerm\Cub_2.StaCubic | Network Model.IntPrjfolder\Network Data.IntPrjfolder\Main Grid.ElmNet\Bus212.ElmTerm\Cub_1.StaCubic | 1 | 0 | 0 | 0 | 0 | 1 | 0.99 | 1.01 | V | 0 | 0 | 0 | 0 | 0 | 0 | 0 | 1 | 0.1 | 0 | 0 | 1 | 1 | 1 | 1746342555 | 0 | 100 | 0 | 0 | 0 | 0 | 0 | 0 | 0 | 0 | 0 | 1 | 1 | 0 | 0091 | 0 | 0 | 0 | 0 | 0 | 0 | 0 | 1 | 0 | 0 | 0 | 0 | 0 | 0 | 100 | [[]] | 1970-01-01T00:00:00Z | 0 | 1 | 0.9 | Network Model.IntPrjfolder\Network Data.IntPrjfolder\Areas.IntArea\KOTA.ElmArea | Network Model.IntPrjfolder\Network Data.IntPrjfolder\Main Grid.ElmNet\Bus43.ElmTerm | Network Model.IntPrjfolder\Network Data.IntPrjfolder\Main Grid.ElmNet\Bus43.ElmTerm | 0 | 0 | Network Model.IntPrjfolder\Network Data.IntPrjfolder\Main Grid.ElmNet | Network Model.IntPrjfolder\Network Data.IntPrjfolder\Main Grid.ElmNet | 0 | 0 | 0 | 9999 | 0 | MAN | 0 | 0 | 0 | 0 | 0 | 1 | 0 | 0 | 0 | 0 | 1746599794 | 0 | 0 | 0 | 0 | 1 | 1 | 0 | 0 | 0 | 0 | 0 | 0 | 1 | 1 | 0 | 0 | 0 | 0 | 0 | 0 | 0 | 0 | 0 | 1 | 0 | 0 | 0 | 0 | 0 | 0 | 0 | 0 | 0 | V | 0.0028868 | 0.0028868 | 0.14434 | 0.14434 | 0.0028868 | 0.14434 | 0 | 1 | 0 | 0 | 0 | 0 | 0 | [0.0, 0.0] | 1 | 0 | 0 | 1 | 0 | 1 | 1 | 0 | 0 | 0 | 0 | 0 | 1 | 1 | 0.1 | 0.1 | 0.1 | 0.1 | 1 | 1 | 1 | 1 | 0 | 0 | 0 | 0 | 0 | 100 | [[]] | 0 | 0 | 0 | 0 | 0 | 4905748 | 0 | 0 | 0 | 0 | 0 | 0.01 | 4905050 | 0 | 0 | 0 | 0 | 0 | 0 | 0 | 0 | 0 | 10 | 10 | 0 | 0 | 0 | 0 | 0 | 0 | 0 | 0 | 1 | 1 | 0.1 | 0 | 0 | 0.5 | 0.5 | 4294967294 | 0 | 0 | 0 | 0 | 1 | 0.99 | 1.01 | 2 | 2 | 40 | 40
0024 | Network Model.IntPrjfolder\Network Data.IntPrjfolder\Main Grid.ElmNet\0024.ElmTr2 | 0 | Library.IntPrjfolder\Equipment Type Library.IntPrjfolder\LT 20kV/0.4kV 25 kVA.TypTr2 | Network Model.IntPrjfolder\Network Data.IntPrjfolder\Main Grid.ElmNet | Network Model.IntPrjfolder\Network Data.IntPrjfolder\Main Grid.ElmNet\Bus216.ElmTerm\Cub_2.StaCubic | Network Model.IntPrjfolder\Network Data.IntPrjfolder\Main Grid.ElmNet\Bus215.ElmTerm\Cub_1.StaCubic | 1 | 0 | 0 | 0 | 0 | 1 | 0.99 | 1.01 | V | 0 | 0 | 0 | 0 | 0 | 0 | 0 | 1 | 0.025 | 0 | 0 | 1 | 1 | 1 | 1746342694 | 0 | 100 | 0 | 0 | 0 | 0 | 0 | 0 | 0 | 0 | 0 | 1 | 1 | 0 | 0024 | 0 | 0 | 0 | 0 | 0 | 0 | 0 | 1 | 0 | 0 | 0 | 0 | 0 | 0 | 100 | [[]] | 1970-01-01T00:00:00Z | 0 | 1 | 0.9 | Network Model.IntPrjfolder\Network Data.IntPrjfolder\Areas.IntArea\KOTA.ElmArea | Network Model.IntPrjfolder\Network Data.IntPrjfolder\Main Grid.ElmNet\Bus43.ElmTerm | Network Model.IntPrjfolder\Network Data.IntPrjfolder\Main Grid.ElmNet\Bus43.ElmTerm | 0 | 0 | Network Model.IntPrjfolder\Network Data.IntPrjfolder\Main Grid.ElmNet | Network Model.IntPrjfolder\Network Data.IntPrjfolder\Main Grid.ElmNet | 0 | 0 | 0 | 9999 | 0 | MAN | 0 | 0 | 0 | 0 | 0 | 1 | 0 | 0 | 0 | 0 | 1746599794 | 0 | 0 | 0 | 0 | 1 | 1 | 0 | 0 | 0 | 0 | 0 | 0 | 1 | 1 | 0 | 0 | 0 | 0 | 0 | 0 | 0 | 0 | 0 | 1 | 0 | 0 | 0 | 0 | 0 | 0 | 0 | 0 | 0 | V | 0.00072169 | 0.00072169 | 0.036084 | 0.036084 | 0.00072169 | 0.036084 | 0 | 1 | 0 | 0 | 0 | 0 | 0 | [0.0, 0.0] | 1 | 0 | 0 | 1 | 0 | 1 | 1 | 0 | 0 | 0 | 0 | 0 | 1 | 1 | 0.1 | 0.1 | 0.1 | 0.1 | 1 | 1 | 1 | 1 | 0 | 0 | 0 | 0 | 0 | 100 | [[]] | 0 | 0 | 0 | 0 | 0 | 4905773 | 0 | 0 | 0 | 0 | 0 | 0.01 | 4905050 | 0 | 0 | 0 | 0 | 0 | 0 | 0 | 0 | 0 | 10 | 10 | 0 | 0 | 0 | 0 | 0 | 0 | 0 | 0 | 1 | 1 | 0.025 | 0 | 0 | 0.5 | 0.5 | 4294967294 | 0 | 0 | 0 | 0 | 1 | 0.99 | 1.01 | 2 | 2 | 160 | 160
0025 | Network Model.IntPrjfolder\Network Data.IntPrjfolder\Main Grid.ElmNet\0025.ElmTr2 | 0 | Library.IntPrjfolder\Equipment Type Library.IntPrjfolder\LT 20kV/0.4kV 50 kVA.TypTr2 | Network Model.IntPrjfolder\Network Data.IntPrjfolder\Main Grid.ElmNet | Network Model.IntPrjfolder\Network Data.IntPrjfolder\Main Grid.ElmNet\Bus219.ElmTerm\Cub_2.StaCubic | Network Model.IntPrjfolder\Network Data.IntPrjfolder\Main Grid.ElmNet\Terminal(9).ElmTerm\Cub_1.StaCubic | 1 | 0 | 0 | 0 | 0 | 1 | 0.99 | 1.01 | V | 0 | 0 | 0 | 0 | 0 | 0 | 0 | 1 | 0.05 | 0 | 0 | 1 | 1 | 1 | 1746342784 | 0 | 100 | 0 | 0 | 0 | 0 | 0 | 0 | 0 | 0 | 0 | 1 | 1 | 0 | 0025 | 0 | 0 | 0 | 0 | 0 | 0 | 0 | 1 | 0 | 0 | 0 | 0 | 0 | 0 | 100 | [[]] | 1970-01-01T00:00:00Z | 0 | 1 | 0.9 | Network Model.IntPrjfolder\Network Data.IntPrjfolder\Areas.IntArea\KOTA.ElmArea | Network Model.IntPrjfolder\Network Data.IntPrjfolder\Main Grid.ElmNet\Bus43.ElmTerm | Network Model.IntPrjfolder\Network Data.IntPrjfolder\Main Grid.ElmNet\Bus43.ElmTerm | 0 | 0 | Network Model.IntPrjfolder\Network Data.IntPrjfolder\Main Grid.ElmNet | Network Model.IntPrjfolder\Network Data.IntPrjfolder\Main Grid.ElmNet | 0 | 0 | 0 | 9999 | 0 | MAN | 0 | 0 | 0 | 0 | 0 | 1 | 0 | 0 | 0 | 0 | 1746599794 | 0 | 0 | 0 | 0 | 1 | 1 | 0 | 0 | 0 | 0 | 0 | 0 | 1 | 1 | 0 | 0 | 0 | 0 | 0 | 0 | 0 | 0 | 0 | 1 | 0 | 0 | 0 | 0 | 0 | 0 | 0 | 0 | 0 | V | 0.0014434 | 0.0014434 | 0.072169 | 0.072169 | 0.0014434 | 0.072169 | 0 | 1 | 0 | 0 | 0 | 0 | 0 | [0.0, 0.0] | 1 | 0 | 0 | 1 | 0 | 1 | 1 | 0 | 0 | 0 | 0 | 0 | 1 | 1 | 0.1 | 0.1 | 0.1 | 0.1 | 1 | 1 | 1 | 1 | 0 | 0 | 0 | 0 | 0 | 100 | [[]] | 0 | 0 | 0 | 0 | 0 | 4905799 | 0 | 0 | 0 | 0 | 0 | 0.01 | 4905050 | 0 | 0 | 0 | 0 | 0 | 0 | 0 | 0 | 0 | 10 | 10 | 0 | 0 | 0 | 0 | 0 | 0 | 0 | 0 | 1 | 1 | 0.05 | 0 | 0 | 0.5 | 0.5 | 4294967294 | 0 | 0 | 0 | 0 | 1 | 0.99 | 1.01 | 2 | 2 | 80 | 80
0027 | Network Model.IntPrjfolder\Network Data.IntPrjfolder\Main Grid.ElmNet\0027.ElmTr2 | 0 | Library.IntPrjfolder\Equipment Type Library.IntPrjfolder\LT 20kV/0.4kV 50 kVA.TypTr2 | Network Model.IntPrjfolder\Network Data.IntPrjfolder\Main Grid.ElmNet | Network Model.IntPrjfolder\Network Data.IntPrjfolder\Main Grid.ElmNet\Bus223.ElmTerm\Cub_2.StaCubic | Network Model.IntPrjfolder\Network Data.IntPrjfolder\Main Grid.ElmNet\Bus222.ElmTerm\Cub_1.StaCubic | 1 | 0 | 0 | 0 | 0 | 1 | 0.99 | 1.01 | V | 0 | 0 | 0 | 0 | 0 | 0 | 0 | 1 | 0.05 | 0 | 0 | 1 | 1 | 1 | 1746343022 | 0 | 100 | 0 | 0 | 0 | 0 | 0 | 0 | 0 | 0 | 0 | 1 | 1 | 0 | 0027 | 0 | 0 | 0 | 0 | 0 | 0 | 0 | 1 | 0 | 0 | 0 | 0 | 0 | 0 | 100 | [[]] | 1970-01-01T00:00:00Z | 0 | 1 | 0.9 | Network Model.IntPrjfolder\Network Data.IntPrjfolder\Areas.IntArea\KOTA.ElmArea | Network Model.IntPrjfolder\Network Data.IntPrjfolder\Main Grid.ElmNet\Bus43.ElmTerm | Network Model.IntPrjfolder\Network Data.IntPrjfolder\Main Grid.ElmNet\Bus43.ElmTerm | 0 | 0 | Network Model.IntPrjfolder\Network Data.IntPrjfolder\Main Grid.ElmNet | Network Model.IntPrjfolder\Network Data.IntPrjfolder\Main Grid.ElmNet | 0 | 0 | 0 | 9999 | 0 | MAN | 0 | 0 | 0 | 0 | 0 | 1 | 0 | 0 | 0 | 0 | 1746599794 | 0 | 0 | 0 | 0 | 1 | 1 | 0 | 0 | 0 | 0 | 0 | 0 | 1 | 1 | 0 | 0 | 0 | 0 | 0 | 0 | 0 | 0 | 0 | 1 | 0 | 0 | 0 | 0 | 0 | 0 | 0 | 0 | 0 | V | 0.0014434 | 0.0014434 | 0.072169 | 0.072169 | 0.0014434 | 0.072169 | 0 | 1 | 0 | 0 | 0 | 0 | 0 | [0.0, 0.0] | 1 | 0 | 0 | 1 | 0 | 1 | 1 | 0 | 0 | 0 | 0 | 0 | 1 | 1 | 0.1 | 0.1 | 0.1 | 0.1 | 1 | 1 | 1 | 1 | 0 | 0 | 0 | 0 | 0 | 100 | [[]] | 0 | 0 | 0 | 0 | 0 | 4905844 | 0 | 0 | 0 | 0 | 0 | 0.01 | 4905050 | 0 | 0 | 0 | 0 | 0 | 0 | 0 | 0 | 0 | 10 | 10 | 0 | 0 | 0 | 0 | 0 | 0 | 0 | 0 | 1 | 1 | 0.05 | 0 | 0 | 0.5 | 0.5 | 4294967294 | 0 | 0 | 0 | 0 | 1 | 0.99 | 1.01 | 2 | 2 | 80 | 80
0026 | Network Model.IntPrjfolder\Network Data.IntPrjfolder\Main Grid.ElmNet\0026.ElmTr2 | 0 | Library.IntPrjfolder\Equipment Type Library.IntPrjfolder\LT 20kV/0.4kV 50 kVA.TypTr2 | Network Model.IntPrjfolder\Network Data.IntPrjfolder\Main Grid.ElmNet | Network Model.IntPrjfolder\Network Data.IntPrjfolder\Main Grid.ElmNet\Bus227.ElmTerm\Cub_2.StaCubic | Network Model.IntPrjfolder\Network Data.IntPrjfolder\Main Grid.ElmNet\Bus226.ElmTerm\Cub_1.StaCubic | 1 | 0 | 0 | 0 | 0 | 1 | 0.99 | 1.01 | V | 0 | 0 | 0 | 0 | 0 | 0 | 0 | 1 | 0.05 | 0 | 0 | 1 | 1 | 1 | 1746343024 | 0 | 100 | 0 | 0 | 0 | 0 | 0 | 0 | 0 | 0 | 0 | 1 | 1 | 0 | 0026 | 0 | 0 | 0 | 0 | 0 | 0 | 0 | 1 | 0 | 0 | 0 | 0 | 0 | 0 | 100 | [[]] | 1970-01-01T00:00:00Z | 0 | 1 | 0.9 | Network Model.IntPrjfolder\Network Data.IntPrjfolder\Areas.IntArea\KOTA.ElmArea | Network Model.IntPrjfolder\Network Data.IntPrjfolder\Main Grid.ElmNet\Bus43.ElmTerm | Network Model.IntPrjfolder\Network Data.IntPrjfolder\Main Grid.ElmNet\Bus43.ElmTerm | 0 | 0 | Network Model.IntPrjfolder\Network Data.IntPrjfolder\Main Grid.ElmNet | Network Model.IntPrjfolder\Network Data.IntPrjfolder\Main Grid.ElmNet | 0 | 0 | 0 | 9999 | 0 | MAN | 0 | 0 | 0 | 0 | 0 | 1 | 0 | 0 | 0 | 0 | 1746599794 | 0 | 0 | 0 | 0 | 1 | 1 | 0 | 0 | 0 | 0 | 0 | 0 | 1 | 1 | 0 | 0 | 0 | 0 | 0 | 0 | 0 | 0 | 0 | 1 | 0 | 0 | 0 | 0 | 0 | 0 | 0 | 0 | 0 | V | 0.0014434 | 0.0014434 | 0.072169 | 0.072169 | 0.0014434 | 0.072169 | 0 | 1 | 0 | 0 | 0 | 0 | 0 | [0.0, 0.0] | 1 | 0 | 0 | 1 | 0 | 1 | 1 | 0 | 0 | 0 | 0 | 0 | 1 | 1 | 0.1 | 0.1 | 0.1 | 0.1 | 1 | 1 | 1 | 1 | 0 | 0 | 0 | 0 | 0 | 100 | [[]] | 0 | 0 | 0 | 0 | 0 | 4905851 | 0 | 0 | 0 | 0 | 0 | 0.01 | 4905050 | 0 | 0 | 0 | 0 | 0 | 0 | 0 | 0 | 0 | 10 | 10 | 0 | 0 | 0 | 0 | 0 | 0 | 0 | 0 | 1 | 1 | 0.05 | 0 | 0 | 0.5 | 0.5 | 4294967294 | 0 | 0 | 0 | 0 | 1 | 0.99 | 1.01 | 2 | 2 | 80 | 80
0031 | Network Model.IntPrjfolder\Network Data.IntPrjfolder\Main Grid.ElmNet\0031.ElmTr2 | 0 | Library.IntPrjfolder\Equipment Type Library.IntPrjfolder\LT 20kV/0.4kV 100 kVA.TypTr2 | Network Model.IntPrjfolder\Network Data.IntPrjfolder\Main Grid.ElmNet | Network Model.IntPrjfolder\Network Data.IntPrjfolder\Main Grid.ElmNet\Bus184.ElmTerm\Cub_1.StaCubic | Network Model.IntPrjfolder\Network Data.IntPrjfolder\Main Grid.ElmNet\Bus13.ElmTerm\Cub_1.StaCubic | 1 | 0 | 0 | 0 | 0 | 1 | 0.99 | 1.01 | V | 0 | 0 | 0 | 0 | 0 | 0 | 0 | 1 | 0.1 | 0 | 0 | 1 | 1 | 1 | 1746343638 | 0 | 100 | 0 | 0 | 0 | 0 | 0 | 0 | 0 | 0 | 0 | 1 | 1 | 0 | 0031 | 0 | 0 | 0 | 0 | 0 | 0 | 0 | 1 | 0 | 0 | 0 | 0 | 0 | 0 | 100 | [[]] | 1970-01-01T00:00:00Z | 0 | 1 | 0.9 | Network Model.IntPrjfolder\Network Data.IntPrjfolder\Areas.IntArea\TAMBAK.ElmArea | Network Model.IntPrjfolder\Network Data.IntPrjfolder\Main Grid.ElmNet\Bus184.ElmTerm | Network Model.IntPrjfolder\Network Data.IntPrjfolder\Main Grid.ElmNet\Bus184.ElmTerm | 0 | 0 | Network Model.IntPrjfolder\Network Data.IntPrjfolder\Main Grid.ElmNet | Network Model.IntPrjfolder\Network Data.IntPrjfolder\Main Grid.ElmNet | 0 | 0 | 0 | 9999 | 0 | MAN | 0 | 0 | 0 | 0 | 0 | 1 | 0 | 0 | 0 | 0 | 1746599839 | 0 | 0 | 0 | 0 | 1 | 1 | 0 | 0 | 0 | 0 | 0 | 0 | 1 | 1 | 0 | 0 | 0 | 0 | 0 | 0 | 0 | 0 | 0 | 1 | 0 | 0 | 0 | 0 | 0 | 0 | 0 | 0 | 0 | V | 0.0028868 | 0.0028868 | 0.14434 | 0.14434 | 0.0028868 | 0.14434 | 0 | 1 | 0 | 0 | 0 | 0 | 0 | [0.0, 0.0] | 1 | 0 | 0 | 1 | 0 | 1 | 1 | 0 | 0 | 0 | 0 | 0 | 1 | 1 | 0.1 | 0.1 | 0.1 | 0.1 | 1 | 1 | 1 | 1 | 0 | 0 | 0 | 0 | 0 | 100 | [[]] | 0 | 0 | 0 | 0 | 0 | 4905918 | 0 | 0 | 0 | 0 | 0 | 0.01 | 4905050 | 0 | 0 | 0 | 0 | 0 | 0 | 0 | 0 | 0 | 10 | 10 | 0 | 0 | 0 | 0 | 0 | 0 | 0 | 0 | 1 | 1 | 0.1 | 0 | 0 | 0.5 | 0.5 | 4294967294 | 0 | 0 | 0 | 0 | 1 | 0.99 | 1.01 | 2 | 2 | 40 | 40
0075 | Network Model.IntPrjfolder\Network Data.IntPrjfolder\Main Grid.ElmNet\0075.ElmTr2 | 0 | Library.IntPrjfolder\Equipment Type Library.IntPrjfolder\LT 20kV/0.4kV 100 kVA.TypTr2 | Network Model.IntPrjfolder\Network Data.IntPrjfolder\Main Grid.ElmNet | Network Model.IntPrjfolder\Network Data.IntPrjfolder\Main Grid.ElmNet\Bus229.ElmTerm\Cub_2.StaCubic | Network Model.IntPrjfolder\Network Data.IntPrjfolder\Main Grid.ElmNet\Bus15.ElmTerm\Cub_1.StaCubic | 1 | 0 | 0 | 0 | 0 | 1 | 0.99 | 1.01 | V | 0 | 0 | 0 | 0 | 0 | 0 | 0 | 1 | 0.1 | 0 | 0 | 1 | 1 | 1 | 1746343877 | 0 | 100 | 0 | 0 | 0 | 0 | 0 | 0 | 0 | 0 | 0 | 1 | 1 | 0 | 0075 | 0 | 0 | 0 | 0 | 0 | 0 | 0 | 1 | 0 | 0 | 0 | 0 | 0 | 0 | 100 | [[]] | 1970-01-01T00:00:00Z | 0 | 1 | 0.9 | Network Model.IntPrjfolder\Network Data.IntPrjfolder\Areas.IntArea\TAMBAK.ElmArea | Network Model.IntPrjfolder\Network Data.IntPrjfolder\Main Grid.ElmNet\Bus14.ElmTerm | Network Model.IntPrjfolder\Network Data.IntPrjfolder\Main Grid.ElmNet\Bus14.ElmTerm | 0 | 0 | Network Model.IntPrjfolder\Network Data.IntPrjfolder\Main Grid.ElmNet | Network Model.IntPrjfolder\Network Data.IntPrjfolder\Main Grid.ElmNet | 0 | 0 | 0 | 9999 | 0 | MAN | 0 | 0 | 0 | 0 | 0 | 1 | 0 | 0 | 0 | 0 | 1746599839 | 0 | 0 | 0 | 0 | 1 | 1 | 0 | 0 | 0 | 0 | 0 | 0 | 1 | 1 | 0 | 0 | 0 | 0 | 0 | 0 | 0 | 0 | 0 | 1 | 0 | 0 | 0 | 0 | 0 | 0 | 0 | 0 | 0 | V | 0.0028868 | 0.0028868 | 0.14434 | 0.14434 | 0.0028868 | 0.14434 | 0 | 1 | 0 | 0 | 0 | 0 | 0 | [0.0, 0.0] | 1 | 0 | 0 | 1 | 0 | 1 | 1 | 0 | 0 | 0 | 0 | 0 | 1 | 1 | 0.1 | 0.1 | 0.1 | 0.1 | 1 | 1 | 1 | 1 | 0 | 0 | 0 | 0 | 0 | 100 | [[]] | 0 | 0 | 0 | 0 | 0 | 4905965 | 0 | 0 | 0 | 0 | 0 | 0.01 | 4905050 | 0 | 0 | 0 | 0 | 0 | 0 | 0 | 0 | 0 | 10 | 10 | 0 | 0 | 0 | 0 | 0 | 0 | 0 | 0 | 1 | 1 | 0.1 | 0 | 0 | 0.5 | 0.5 | 4294967294 | 0 | 0 | 0 | 0 | 1 | 0.99 | 1.01 | 2 | 2 | 40 | 40
0032 | Network Model.IntPrjfolder\Network Data.IntPrjfolder\Main Grid.ElmNet\0032.ElmTr2 | 0 | Library.IntPrjfolder\Equipment Type Library.IntPrjfolder\LT 20kV/0.4kV 50 kVA.TypTr2 | Network Model.IntPrjfolder\Network Data.IntPrjfolder\Main Grid.ElmNet | Network Model.IntPrjfolder\Network Data.IntPrjfolder\Main Grid.ElmNet\Bus28.ElmTerm\Cub_2.StaCubic | Network Model.IntPrjfolder\Network Data.IntPrjfolder\Main Grid.ElmNet\Bus26.ElmTerm\Cub_1.StaCubic | 1 | 0 | 0 | 0 | 0 | 1 | 0.99 | 1.01 | V | 0 | 0 | 0 | 0 | 0 | 0 | 0 | 1 | 0.05 | 0 | 0 | 1 | 1 | 1 | 1746344085 | 0 | 100 | 0 | 0 | 0 | 0 | 0 | 0 | 0 | 0 | 0 | 1 | 1 | 0 | 0032 | 0 | 0 | 0 | 0 | 0 | 0 | 0 | 1 | 0 | 0 | 0 | 0 | 0 | 0 | 100 | [[]] | 1970-01-01T00:00:00Z | 0 | 1 | 0.9 | Network Model.IntPrjfolder\Network Data.IntPrjfolder\Areas.IntArea\TAMBAK.ElmArea | Network Model.IntPrjfolder\Network Data.IntPrjfolder\Main Grid.ElmNet\Bus28.ElmTerm | Network Model.IntPrjfolder\Network Data.IntPrjfolder\Main Grid.ElmNet\Bus28.ElmTerm | 0 | 0 | Network Model.IntPrjfolder\Network Data.IntPrjfolder\Main Grid.ElmNet | Network Model.IntPrjfolder\Network Data.IntPrjfolder\Main Grid.ElmNet | 0 | 0 | 0 | 9999 | 0 | MAN | 0 | 0 | 0 | 0 | 0 | 1 | 0 | 0 | 0 | 0 | 1746599839 | 0 | 0 | 0 | 0 | 1 | 1 | 0 | 0 | 0 | 0 | 0 | 0 | 1 | 1 | 0 | 0 | 0 | 0 | 0 | 0 | 0 | 0 | 0 | 1 | 0 | 0 | 0 | 0 | 0 | 0 | 0 | 0 | 0 | V | 0.0014434 | 0.0014434 | 0.072169 | 0.072169 | 0.0014434 | 0.072169 | 0 | 1 | 0 | 0 | 0 | 0 | 0 | [0.0, 0.0] | 1 | 0 | 0 | 1 | 0 | 1 | 1 | 0 | 0 | 0 | 0 | 0 | 1 | 1 | 0.1 | 0.1 | 0.1 | 0.1 | 1 | 1 | 1 | 1 | 0 | 0 | 0 | 0 | 0 | 100 | [[]] | 0 | 0 | 0 | 0 | 0 | 4906009 | 0 | 0 | 0 | 0 | 0 | 0.01 | 4905050 | 0 | 0 | 0 | 0 | 0 | 0 | 0 | 0 | 0 | 10 | 10 | 0 | 0 | 0 | 0 | 0 | 0 | 0 | 0 | 1 | 1 | 0.05 | 0 | 0 | 0.5 | 0.5 | 4294967294 | 0 | 0 | 0 | 0 | 1 | 0.99 | 1.01 | 2 | 2 | 80 | 80
0076 | Network Model.IntPrjfolder\Network Data.IntPrjfolder\Main Grid.ElmNet\0076.ElmTr2 | 0 | Library.IntPrjfolder\Equipment Type Library.IntPrjfolder\LT 20kV/0.4kV 50 kVA.TypTr2 | Network Model.IntPrjfolder\Network Data.IntPrjfolder\Main Grid.ElmNet | Network Model.IntPrjfolder\Network Data.IntPrjfolder\Main Grid.ElmNet\Bus231.ElmTerm\Cub_2.StaCubic | Network Model.IntPrjfolder\Network Data.IntPrjfolder\Main Grid.ElmNet\Bus32.ElmTerm\Cub_1.StaCubic | 1 | 0 | 0 | 0 | 0 | 1 | 0.99 | 1.01 | V | 0 | 0 | 0 | 0 | 0 | 0 | 0 | 1 | 0.05 | 0 | 0 | 1 | 1 | 1 | 1746344422 | 0 | 100 | 0 | 0 | 0 | 0 | 0 | 0 | 0 | 0 | 0 | 1 | 1 | 0 | 0076 | 0 | 0 | 0 | 0 | 0 | 0 | 0 | 1 | 0 | 0 | 0 | 0 | 0 | 0 | 100 | [[]] | 1970-01-01T00:00:00Z | 0 | 1 | 0.9 | Network Model.IntPrjfolder\Network Data.IntPrjfolder\Areas.IntArea\TAMBAK.ElmArea | Network Model.IntPrjfolder\Network Data.IntPrjfolder\Main Grid.ElmNet\Bus36.ElmTerm | Network Model.IntPrjfolder\Network Data.IntPrjfolder\Main Grid.ElmNet\Bus36.ElmTerm | 0 | 0 | Network Model.IntPrjfolder\Network Data.IntPrjfolder\Main Grid.ElmNet | Network Model.IntPrjfolder\Network Data.IntPrjfolder\Main Grid.ElmNet | 0 | 0 | 0 | 9999 | 0 | MAN | 0 | 0 | 0 | 0 | 0 | 1 | 0 | 0 | 0 | 0 | 1746599839 | 0 | 0 | 0 | 0 | 1 | 1 | 0 | 0 | 0 | 0 | 0 | 0 | 1 | 1 | 0 | 0 | 0 | 0 | 0 | 0 | 0 | 0 | 0 | 1 | 0 | 0 | 0 | 0 | 0 | 0 | 0 | 0 | 0 | V | 0.0014434 | 0.0014434 | 0.072169 | 0.072169 | 0.0014434 | 0.072169 | 0 | 1 | 0 | 0 | 0 | 0 | 0 | [0.0, 0.0] | 1 | 0 | 0 | 1 | 0 | 1 | 1 | 0 | 0 | 0 | 0 | 0 | 1 | 1 | 0.1 | 0.1 | 0.1 | 0.1 | 1 | 1 | 1 | 1 | 0 | 0 | 0 | 0 | 0 | 100 | [[]] | 0 | 0 | 0 | 0 | 0 | 4906049 | 0 | 0 | 0 | 0 | 0 | 0.01 | 4905050 | 0 | 0 | 0 | 0 | 0 | 0 | 0 | 0 | 0 | 10 | 10 | 0 | 0 | 0 | 0 | 0 | 0 | 0 | 0 | 1 | 1 | 0.05 | 0 | 0 | 0.5 | 0.5 | 4294967294 | 0 | 0 | 0 | 0 | 1 | 0.99 | 1.01 | 2 | 2 | 80 | 80
0033 | Network Model.IntPrjfolder\Network Data.IntPrjfolder\Main Grid.ElmNet\0033.ElmTr2 | 0 | Library.IntPrjfolder\Equipment Type Library.IntPrjfolder\LT 20kV/0.4kV 200 kVA.TypTr2 | Network Model.IntPrjfolder\Network Data.IntPrjfolder\Main Grid.ElmNet | Network Model.IntPrjfolder\Network Data.IntPrjfolder\Main Grid.ElmNet\Bus234.ElmTerm\Cub_2.StaCubic | Network Model.IntPrjfolder\Network Data.IntPrjfolder\Main Grid.ElmNet\Bus233.ElmTerm\Cub_1.StaCubic | 1 | -2 | 0 | 0 | 0 | 1 | 0.99 | 1.01 | V | 0 | 0 | 0 | 0 | 0 | 0 | 0 | 1 | 0.2 | 0 | 0 | 1 | 1 | 1 | 1746344506 | 0 | 100 | 0 | 0 | 0 | 0 | 0 | 0 | 0 | 0 | 0 | 1 | 1 | 0 | 0033 | 0 | 0 | 0 | 0 | 0 | 0 | 0 | 1 | 0 | 0 | 0 | 0 | 0 | 0 | 100 | [[]] | 1970-01-01T00:00:00Z | 0 | 1 | 0.9 | Network Model.IntPrjfolder\Network Data.IntPrjfolder\Areas.IntArea\TAMBAK.ElmArea |  |  | 0 | 0 | Network Model.IntPrjfolder\Network Data.IntPrjfolder\Main Grid.ElmNet | Network Model.IntPrjfolder\Network Data.IntPrjfolder\Main Grid.ElmNet | 0 | 0 | 0 | 9999 | 0 | MAN | 0 | 0 | 0 | 0 | 0 | 1 | 0 | 0 | 0 | 0 | 1746599839 | 0 | 0 | 0 | 0 | 1 | 1 | 0 | 0 | 0 | 0 | 0 | 0 | 1 | 1 | 0 | 0 | 0 | 0 | 0 | 0 | 0 | 0 | 0 | 1 | 0 | 0 | 0 | 0 | 0 | 0 | 0 | 0 | 0 | V | 0.0057735 | 0.0057735 | 0.28868 | 0.28868 | 0.0057735 | 0.28868 | 0 | 1 | 0 | 0 | 0 | 0 | 0 | [0.0, 0.0] | 1 | 0 | 0 | 1 | 0 | 1 | 1 | 0 | 0 | 0 | 0 | 0 | 1 | 1 | 0.1 | 0.1 | 0.1 | 0.1 | 1 | 1 | 1 | 1 | 0 | 0 | 0 | 0 | 0 | 100 | [[]] | 0 | 0 | 0 | -2 | 0 | 4906071 | 0 | 0 | 0 | 0 | 0 | 0.01 | 4905050 | 0 | 0 | 0 | 0 | 0 | 0 | 0 | 0 | 0 | 10 | 10 | 0 | 0 | 0 | 0 | 0 | 0 | 0 | 0 | 1 | 1 | 0.2 | 0 | 0 | 0.5 | 0.5 | 4294967294 | 0 | 0 | 0 | 0 | 1 | 0.99 | 1.01 | 2 | 2 | 15 | 15
0034 | Network Model.IntPrjfolder\Network Data.IntPrjfolder\Main Grid.ElmNet\0034.ElmTr2 | 0 | Library.IntPrjfolder\Equipment Type Library.IntPrjfolder\LT 20kV/0.4kV 100 kVA.TypTr2 | Network Model.IntPrjfolder\Network Data.IntPrjfolder\Main Grid.ElmNet | Network Model.IntPrjfolder\Network Data.IntPrjfolder\Main Grid.ElmNet\Bus74.ElmTerm\Cub_2.StaCubic | Network Model.IntPrjfolder\Network Data.IntPrjfolder\Main Grid.ElmNet\Bus72.ElmTerm\Cub_1.StaCubic | 1 | 0 | 0 | 0 | 0 | 1 | 0.99 | 1.01 | V | 0 | 0 | 0 | 0 | 0 | 0 | 0 | 1 | 0.1 | 0 | 0 | 1 | 1 | 1 | 1746365088 | 0 | 100 | 0 | 0 | 0 | 0 | 0 | 0 | 0 | 0 | 0 | 1 | 1 | 0 | 0034 | 0 | 0 | 0 | 0 | 0 | 0 | 0 | 1 | 0 | 0 | 0 | 0 | 0 | 0 | 100 | [[]] | 1970-01-01T00:00:00Z | 0 | 1 | 0.9 | Network Model.IntPrjfolder\Network Data.IntPrjfolder\Areas.IntArea\TAMBAK.ElmArea | Network Model.IntPrjfolder\Network Data.IntPrjfolder\Main Grid.ElmNet\Bus74.ElmTerm | Network Model.IntPrjfolder\Network Data.IntPrjfolder\Main Grid.ElmNet\Bus74.ElmTerm | 0 | 0 | Network Model.IntPrjfolder\Network Data.IntPrjfolder\Main Grid.ElmNet | Network Model.IntPrjfolder\Network Data.IntPrjfolder\Main Grid.ElmNet | 0 | 0 | 0 | 9999 | 0 | MAN | 0 | 0 | 0 | 0 | 0 | 1 | 0 | 0 | 0 | 0 | 1746599839 | 0 | 0 | 0 | 0 | 1 | 1 | 0 | 0 | 0 | 0 | 0 | 0 | 1 | 1 | 0 | 0 | 0 | 0 | 0 | 0 | 0 | 0 | 0 | 1 | 0 | 0 | 0 | 0 | 0 | 0 | 0 | 0 | 0 | V | 0.0028868 | 0.0028868 | 0.14434 | 0.14434 | 0.0028868 | 0.14434 | 0 | 1 | 0 | 0 | 0 | 0 | 0 | [0.0, 0.0] | 1 | 0 | 0 | 1 | 0 | 1 | 1 | 0 | 0 | 0 | 0 | 0 | 1 | 1 | 0.1 | 0.1 | 0.1 | 0.1 | 1 | 1 | 1 | 1 | 0 | 0 | 0 | 0 | 0 | 100 | [[]] | 0 | 0 | 0 | 0 | 0 | 4906108 | 0 | 0 | 0 | 0 | 0 | 0.01 | 4905050 | 0 | 0 | 0 | 0 | 0 | 0 | 0 | 0 | 0 | 10 | 10 | 0 | 0 | 0 | 0 | 0 | 0 | 0 | 0 | 1 | 1 | 0.1 | 0 | 0 | 0.5 | 0.5 | 4294967294 | 0 | 0 | 0 | 0 | 1 | 0.99 | 1.01 | 2 | 2 | 40 | 40
0035 | Network Model.IntPrjfolder\Network Data.IntPrjfolder\Main Grid.ElmNet\0035.ElmTr2 | 0 | Library.IntPrjfolder\Equipment Type Library.IntPrjfolder\LT 20kV/0.4kV 50 kVA.TypTr2 | Network Model.IntPrjfolder\Network Data.IntPrjfolder\Main Grid.ElmNet | Network Model.IntPrjfolder\Network Data.IntPrjfolder\Main Grid.ElmNet\Bus78.ElmTerm\Cub_2.StaCubic | Network Model.IntPrjfolder\Network Data.IntPrjfolder\Main Grid.ElmNet\Bus77.ElmTerm\Cub_1.StaCubic | 1 | 0 | 0 | 0 | 0 | 1 | 0.99 | 1.01 | V | 0 | 0 | 0 | 0 | 0 | 0 | 0 | 1 | 0.05 | 0 | 0 | 1 | 1 | 1 | 1746365194 | 0 | 100 | 0 | 0 | 0 | 0 | 0 | 0 | 0 | 0 | 0 | 1 | 1 | 0 | 0035 | 0 | 0 | 0 | 0 | 0 | 0 | 0 | 1 | 0 | 0 | 0 | 0 | 0 | 0 | 100 | [[]] | 1970-01-01T00:00:00Z | 0 | 1 | 0.9 | Network Model.IntPrjfolder\Network Data.IntPrjfolder\Areas.IntArea\TAMBAK.ElmArea | Network Model.IntPrjfolder\Network Data.IntPrjfolder\Main Grid.ElmNet\Bus74.ElmTerm | Network Model.IntPrjfolder\Network Data.IntPrjfolder\Main Grid.ElmNet\Bus74.ElmTerm | 0 | 0 | Network Model.IntPrjfolder\Network Data.IntPrjfolder\Main Grid.ElmNet | Network Model.IntPrjfolder\Network Data.IntPrjfolder\Main Grid.ElmNet | 0 | 0 | 0 | 9999 | 0 | MAN | 0 | 0 | 0 | 0 | 0 | 1 | 0 | 0 | 0 | 0 | 1746599839 | 0 | 0 | 0 | 0 | 1 | 1 | 0 | 0 | 0 | 0 | 0 | 0 | 1 | 1 | 0 | 0 | 0 | 0 | 0 | 0 | 0 | 0 | 0 | 1 | 0 | 0 | 0 | 0 | 0 | 0 | 0 | 0 | 0 | V | 0.0014434 | 0.0014434 | 0.072169 | 0.072169 | 0.0014434 | 0.072169 | 0 | 1 | 0 | 0 | 0 | 0 | 0 | [0.0, 0.0] | 1 | 0 | 0 | 1 | 0 | 1 | 1 | 0 | 0 | 0 | 0 | 0 | 1 | 1 | 0.1 | 0.1 | 0.1 | 0.1 | 1 | 1 | 1 | 1 | 0 | 0 | 0 | 0 | 0 | 100 | [[]] | 0 | 0 | 0 | 0 | 0 | 4906131 | 0 | 0 | 0 | 0 | 0 | 0.01 | 4905050 | 0 | 0 | 0 | 0 | 0 | 0 | 0 | 0 | 0 | 10 | 10 | 0 | 0 | 0 | 0 | 0 | 0 | 0 | 0 | 1 | 1 | 0.05 | 0 | 0 | 0.5 | 0.5 | 4294967294 | 0 | 0 | 0 | 0 | 1 | 0.99 | 1.01 | 2 | 2 | 80 | 80
0036 | Network Model.IntPrjfolder\Network Data.IntPrjfolder\Main Grid.ElmNet\0036.ElmTr2 | 0 | Library.IntPrjfolder\Equipment Type Library.IntPrjfolder\LT 20kV/0.4kV 100 kVA.TypTr2 | Network Model.IntPrjfolder\Network Data.IntPrjfolder\Main Grid.ElmNet | Network Model.IntPrjfolder\Network Data.IntPrjfolder\Main Grid.ElmNet\Bus238.ElmTerm\Cub_2.StaCubic | Network Model.IntPrjfolder\Network Data.IntPrjfolder\Main Grid.ElmNet\Bus237.ElmTerm\Cub_1.StaCubic | 1 | -2 | 0 | 0 | 0 | 1 | 0.99 | 1.01 | V | 0 | 0 | 0 | 0 | 0 | 0 | 0 | 1 | 0.1 | 0 | 0 | 1 | 1 | 1 | 1746365304 | 0 | 100 | 0 | 0 | 0 | 0 | 0 | 0 | 0 | 0 | 0 | 1 | 1 | 0 | 0036 | 0 | 0 | 0 | 0 | 0 | 0 | 0 | 1 | 0 | 0 | 0 | 0 | 0 | 0 | 100 | [[]] | 1970-01-01T00:00:00Z | 0 | 1 | 0.9 | Network Model.IntPrjfolder\Network Data.IntPrjfolder\Areas.IntArea\TAMBAK.ElmArea |  |  | 0 | 0 | Network Model.IntPrjfolder\Network Data.IntPrjfolder\Main Grid.ElmNet | Network Model.IntPrjfolder\Network Data.IntPrjfolder\Main Grid.ElmNet | 0 | 0 | 0 | 9999 | 0 | MAN | 0 | 0 | 0 | 0 | 0 | 1 | 0 | 0 | 0 | 0 | 1746599839 | 0 | 0 | 0 | 0 | 1 | 1 | 0 | 0 | 0 | 0 | 0 | 0 | 1 | 1 | 0 | 0 | 0 | 0 | 0 | 0 | 0 | 0 | 0 | 1 | 0 | 0 | 0 | 0 | 0 | 0 | 0 | 0 | 0 | V | 0.0028868 | 0.0028868 | 0.14434 | 0.14434 | 0.0028868 | 0.14434 | 0 | 1 | 0 | 0 | 0 | 0 | 0 | [0.0, 0.0] | 1 | 0 | 0 | 1 | 0 | 1 | 1 | 0 | 0 | 0 | 0 | 0 | 1 | 1 | 0.1 | 0.1 | 0.1 | 0.1 | 1 | 1 | 1 | 1 | 0 | 0 | 0 | 0 | 0 | 100 | [[]] | 0 | 0 | 0 | -2 | 0 | 4906154 | 0 | 0 | 0 | 0 | 0 | 0.01 | 4905050 | 0 | 0 | 0 | 0 | 0 | 0 | 0 | 0 | 0 | 10 | 10 | 0 | 0 | 0 | 0 | 0 | 0 | 0 | 0 | 1 | 1 | 0.1 | 0 | 0 | 0.5 | 0.5 | 4294967294 | 0 | 0 | 0 | 0 | 1 | 0.99 | 1.01 | 2 | 2 | 40 | 40
0037 | Network Model.IntPrjfolder\Network Data.IntPrjfolder\Main Grid.ElmNet\0037.ElmTr2 | 0 | Library.IntPrjfolder\Equipment Type Library.IntPrjfolder\LT 20kV/0.4kV 50 kVA.TypTr2 | Network Model.IntPrjfolder\Network Data.IntPrjfolder\Main Grid.ElmNet | Network Model.IntPrjfolder\Network Data.IntPrjfolder\Main Grid.ElmNet\Bus39.ElmTerm\Cub_2.StaCubic | Network Model.IntPrjfolder\Network Data.IntPrjfolder\Main Grid.ElmNet\Bus38.ElmTerm\Cub_1.StaCubic | 1 | 0 | 0 | 0 | 0 | 1 | 0.99 | 1.01 | V | 0 | 0 | 0 | 0 | 0 | 0 | 0 | 1 | 0.05 | 0 | 0 | 1 | 1 | 1 | 1746365535 | 0 | 100 | 0 | 0 | 0 | 0 | 0 | 0 | 0 | 0 | 0 | 1 | 1 | 0 | 0037 | 0 | 0 | 0 | 0 | 0 | 0 | 0 | 1 | 0 | 0 | 0 | 0 | 0 | 0 | 100 | [[]] | 1970-01-01T00:00:00Z | 0 | 1 | 0.9 | Network Model.IntPrjfolder\Network Data.IntPrjfolder\Areas.IntArea\TAMBAK.ElmArea | Network Model.IntPrjfolder\Network Data.IntPrjfolder\Main Grid.ElmNet\Bus39.ElmTerm | Network Model.IntPrjfolder\Network Data.IntPrjfolder\Main Grid.ElmNet\Bus39.ElmTerm | 0 | 0 | Network Model.IntPrjfolder\Network Data.IntPrjfolder\Main Grid.ElmNet | Network Model.IntPrjfolder\Network Data.IntPrjfolder\Main Grid.ElmNet | 0 | 0 | 0 | 9999 | 0 | MAN | 0 | 0 | 0 | 0 | 0 | 1 | 0 | 0 | 0 | 0 | 1746599839 | 0 | 0 | 0 | 0 | 1 | 1 | 0 | 0 | 0 | 0 | 0 | 0 | 1 | 1 | 0 | 0 | 0 | 0 | 0 | 0 | 0 | 0 | 0 | 1 | 0 | 0 | 0 | 0 | 0 | 0 | 0 | 0 | 0 | V | 0.0014434 | 0.0014434 | 0.072169 | 0.072169 | 0.0014434 | 0.072169 | 0 | 1 | 0 | 0 | 0 | 0 | 0 | [0.0, 0.0] | 1 | 0 | 0 | 1 | 0 | 1 | 1 | 0 | 0 | 0 | 0 | 0 | 1 | 1 | 0.1 | 0.1 | 0.1 | 0.1 | 1 | 1 | 1 | 1 | 0 | 0 | 0 | 0 | 0 | 100 | [[]] | 0 | 0 | 0 | 0 | 0 | 4906198 | 0 | 0 | 0 | 0 | 0 | 0.01 | 4905050 | 0 | 0 | 0 | 0 | 0 | 0 | 0 | 0 | 0 | 10 | 10 | 0 | 0 | 0 | 0 | 0 | 0 | 0 | 0 | 1 | 1 | 0.05 | 0 | 0 | 0.5 | 0.5 | 4294967294 | 0 | 0 | 0 | 0 | 1 | 0.99 | 1.01 | 2 | 2 | 80 | 80
0038 | Network Model.IntPrjfolder\Network Data.IntPrjfolder\Main Grid.ElmNet\0038.ElmTr2 | 0 | Library.IntPrjfolder\Equipment Type Library.IntPrjfolder\LT 20kV/0.4kV 50 kVA.TypTr2 | Network Model.IntPrjfolder\Network Data.IntPrjfolder\Main Grid.ElmNet | Network Model.IntPrjfolder\Network Data.IntPrjfolder\Main Grid.ElmNet\Bus82.ElmTerm\Cub_2.StaCubic | Network Model.IntPrjfolder\Network Data.IntPrjfolder\Main Grid.ElmNet\Bus81.ElmTerm\Cub_1.StaCubic | 1 | -2 | 0 | 0 | 0 | 1 | 0.99 | 1.01 | V | 0 | 0 | 0 | 0 | 0 | 0 | 0 | 1 | 0.05 | 0 | 0 | 1 | 1 | 1 | 1746366476 | 0 | 100 | 0 | 0 | 0 | 0 | 0 | 0 | 0 | 0 | 0 | 1 | 1 | 0 | 0038 | 0 | 0 | 0 | 0 | 0 | 0 | 0 | 1 | 0 | 0 | 0 | 0 | 0 | 0 | 100 | [[]] | 1970-01-01T00:00:00Z | 0 | 1 | 0.9 | Network Model.IntPrjfolder\Network Data.IntPrjfolder\Areas.IntArea\TAMBAK.ElmArea | Network Model.IntPrjfolder\Network Data.IntPrjfolder\Main Grid.ElmNet\Bus82.ElmTerm | Network Model.IntPrjfolder\Network Data.IntPrjfolder\Main Grid.ElmNet\Bus82.ElmTerm | 0 | 0 | Network Model.IntPrjfolder\Network Data.IntPrjfolder\Main Grid.ElmNet | Network Model.IntPrjfolder\Network Data.IntPrjfolder\Main Grid.ElmNet | 0 | 0 | 0 | 9999 | 0 | MAN | 0 | 0 | 0 | 0 | 0 | 1 | 0 | 0 | 0 | 0 | 1746599839 | 0 | 0 | 0 | 0 | 1 | 1 | 0 | 0 | 0 | 0 | 0 | 0 | 1 | 1 | 0 | 0 | 0 | 0 | 0 | 0 | 0 | 0 | 0 | 1 | 0 | 0 | 0 | 0 | 0 | 0 | 0 | 0 | 0 | V | 0.0014434 | 0.0014434 | 0.072169 | 0.072169 | 0.0014434 | 0.072169 | 0 | 1 | 0 | 0 | 0 | 0 | 0 | [0.0, 0.0] | 1 | 0 | 0 | 1 | 0 | 1 | 1 | 0 | 0 | 0 | 0 | 0 | 1 | 1 | 0.1 | 0.1 | 0.1 | 0.1 | 1 | 1 | 1 | 1 | 0 | 0 | 0 | 0 | 0 | 100 | [[]] | 0 | 0 | 0 | -2 | 0 | 4906225 | 0 | 0 | 0 | 0 | 0 | 0.01 | 4905050 | 0 | 0 | 0 | 0 | 0 | 0 | 0 | 0 | 0 | 10 | 10 | 0 | 0 | 0 | 0 | 0 | 0 | 0 | 0 | 1 | 1 | 0.05 | 0 | 0 | 0.5 | 0.5 | 4294967294 | 0 | 0 | 0 | 0 | 1 | 0.99 | 1.01 | 2 | 2 | 80 | 80
0041 | Network Model.IntPrjfolder\Network Data.IntPrjfolder\Main Grid.ElmNet\0041.ElmTr2 | 0 | Library.IntPrjfolder\Equipment Type Library.IntPrjfolder\LT 20kV/0.4kV 50 kVA.TypTr2 | Network Model.IntPrjfolder\Network Data.IntPrjfolder\Main Grid.ElmNet | Network Model.IntPrjfolder\Network Data.IntPrjfolder\Main Grid.ElmNet\Bus91.ElmTerm\Cub_2.StaCubic | Network Model.IntPrjfolder\Network Data.IntPrjfolder\Main Grid.ElmNet\Bus90.ElmTerm\Cub_1.StaCubic | 1 | -2 | 0 | 0 | 0 | 1 | 0.99 | 1.01 | V | 0 | 0 | 0 | 0 | 0 | 0 | 0 | 1 | 0.05 | 0 | 0 | 1 | 1 | 1 | 1746366617 | 0 | 100 | 0 | 0 | 0 | 0 | 0 | 0 | 0 | 0 | 0 | 1 | 1 | 0 | 0041 | 0 | 0 | 0 | 0 | 0 | 0 | 0 | 1 | 0 | 0 | 0 | 0 | 0 | 0 | 100 | [[]] | 1970-01-01T00:00:00Z | 0 | 1 | 0.9 | Network Model.IntPrjfolder\Network Data.IntPrjfolder\Areas.IntArea\TAMBAK.ElmArea | Network Model.IntPrjfolder\Network Data.IntPrjfolder\Main Grid.ElmNet\Bus91.ElmTerm | Network Model.IntPrjfolder\Network Data.IntPrjfolder\Main Grid.ElmNet\Bus91.ElmTerm | 0 | 0 | Network Model.IntPrjfolder\Network Data.IntPrjfolder\Main Grid.ElmNet | Network Model.IntPrjfolder\Network Data.IntPrjfolder\Main Grid.ElmNet | 0 | 0 | 0 | 9999 | 0 | MAN | 0 | 0 | 0 | 0 | 0 | 1 | 0 | 0 | 0 | 0 | 1746599850 | 0 | 0 | 0 | 0 | 1 | 1 | 0 | 0 | 0 | 0 | 0 | 0 | 1 | 1 | 0 | 0 | 0 | 0 | 0 | 0 | 0 | 0 | 0 | 1 | 0 | 0 | 0 | 0 | 0 | 0 | 0 | 0 | 0 | V | 0.0014434 | 0.0014434 | 0.072169 | 0.072169 | 0.0014434 | 0.072169 | 0 | 1 | 0 | 0 | 0 | 0 | 0 | [0.0, 0.0] | 1 | 0 | 0 | 1 | 0 | 1 | 1 | 0 | 0 | 0 | 0 | 0 | 1 | 1 | 0.1 | 0.1 | 0.1 | 0.1 | 1 | 1 | 1 | 1 | 0 | 0 | 0 | 0 | 0 | 100 | [[]] | 0 | 0 | 0 | -2 | 0 | 4906261 | 0 | 0 | 0 | 0 | 0 | 0.01 | 4905050 | 0 | 0 | 0 | 0 | 0 | 0 | 0 | 0 | 0 | 10 | 10 | 0 | 0 | 0 | 0 | 0 | 0 | 0 | 0 | 1 | 1 | 0.05 | 0 | 0 | 0.5 | 0.5 | 4294967294 | 0 | 0 | 0 | 0 | 1 | 0.99 | 1.01 | 2 | 2 | 80 | 80
0087 | Network Model.IntPrjfolder\Network Data.IntPrjfolder\Main Grid.ElmNet\0087.ElmTr2 | 0 | Library.IntPrjfolder\Equipment Type Library.IntPrjfolder\LT 20kV/0.4kV 100 kVA.TypTr2 | Network Model.IntPrjfolder\Network Data.IntPrjfolder\Main Grid.ElmNet | Network Model.IntPrjfolder\Network Data.IntPrjfolder\Main Grid.ElmNet\Bus241.ElmTerm\Cub_2.StaCubic | Network Model.IntPrjfolder\Network Data.IntPrjfolder\Main Grid.ElmNet\Bus92.ElmTerm\Cub_1.StaCubic | 1 | -2 | 0 | 0 | 0 | 1 | 0.99 | 1.01 | V | 0 | 0 | 0 | 0 | 0 | 0 | 0 | 1 | 0.1 | 0 | 0 | 1 | 1 | 1 | 1746367117 | 0 | 100 | 0 | 0 | 0 | 0 | 0 | 0 | 0 | 0 | 0 | 1 | 1 | 0 | 0087 | 0 | 0 | 0 | 0 | 0 | 0 | 0 | 1 | 0 | 0 | 0 | 0 | 0 | 0 | 100 | [[]] | 1970-01-01T00:00:00Z | 0 | 1 | 0.9 | Network Model.IntPrjfolder\Network Data.IntPrjfolder\Areas.IntArea\TAMBAK.ElmArea | Network Model.IntPrjfolder\Network Data.IntPrjfolder\Main Grid.ElmNet\Bus91.ElmTerm | Network Model.IntPrjfolder\Network Data.IntPrjfolder\Main Grid.ElmNet\Bus91.ElmTerm | 0 | 0 | Network Model.IntPrjfolder\Network Data.IntPrjfolder\Main Grid.ElmNet | Network Model.IntPrjfolder\Network Data.IntPrjfolder\Main Grid.ElmNet | 0 | 0 | 0 | 9999 | 0 | MAN | 0 | 0 | 0 | 0 | 0 | 1 | 0 | 0 | 0 | 0 | 1746599850 | 0 | 0 | 0 | 0 | 1 | 1 | 0 | 0 | 0 | 0 | 0 | 0 | 1 | 1 | 0 | 0 | 0 | 0 | 0 | 0 | 0 | 0 | 0 | 1 | 0 | 0 | 0 | 0 | 0 | 0 | 0 | 0 | 0 | V | 0.0028868 | 0.0028868 | 0.14434 | 0.14434 | 0.0028868 | 0.14434 | 0 | 1 | 0 | 0 | 0 | 0 | 0 | [0.0, 0.0] | 1 | 0 | 0 | 1 | 0 | 1 | 1 | 0 | 0 | 0 | 0 | 0 | 1 | 1 | 0.1 | 0.1 | 0.1 | 0.1 | 1 | 1 | 1 | 1 | 0 | 0 | 0 | 0 | 0 | 100 | [[]] | 0 | 0 | 0 | -2 | 0 | 4906349 | 0 | 0 | 0 | 0 | 0 | 0.01 | 4905050 | 0 | 0 | 0 | 0 | 0 | 0 | 0 | 0 | 0 | 10 | 10 | 0 | 0 | 0 | 0 | 0 | 0 | 0 | 0 | 1 | 1 | 0.1 | 0 | 0 | 0.5 | 0.5 | 4294967294 | 0 | 0 | 0 | 0 | 1 | 0.99 | 1.01 | 2 | 2 | 40 | 40
0042 | Network Model.IntPrjfolder\Network Data.IntPrjfolder\Main Grid.ElmNet\0042.ElmTr2 | 0 | Library.IntPrjfolder\Equipment Type Library.IntPrjfolder\LT 20kV/0.4kV 100 kVA.TypTr2 | Network Model.IntPrjfolder\Network Data.IntPrjfolder\Main Grid.ElmNet | Network Model.IntPrjfolder\Network Data.IntPrjfolder\Main Grid.ElmNet\Bus244.ElmTerm\Cub_3.StaCubic | Network Model.IntPrjfolder\Network Data.IntPrjfolder\Main Grid.ElmNet\Bus243.ElmTerm\Cub_1.StaCubic | 1 | -2 | 0 | 0 | 0 | 1 | 0.99 | 1.01 | V | 0 | 0 | 0 | 0 | 0 | 0 | 0 | 1 | 0.1 | 0 | 0 | 1 | 1 | 1 | 1746367119 | 0 | 100 | 0 | 0 | 0 | 0 | 0 | 0 | 0 | 0 | 0 | 1 | 1 | 0 | 0042 | 0 | 0 | 0 | 0 | 0 | 0 | 0 | 1 | 0 | 0 | 0 | 0 | 0 | 0 | 100 | [[]] | 1970-01-01T00:00:00Z | 0 | 1 | 0.9 | Network Model.IntPrjfolder\Network Data.IntPrjfolder\Areas.IntArea\TAMBAK.ElmArea | Network Model.IntPrjfolder\Network Data.IntPrjfolder\Main Grid.ElmNet\Bus91.ElmTerm | Network Model.IntPrjfolder\Network Data.IntPrjfolder\Main Grid.ElmNet\Bus91.ElmTerm | 0 | 0 | Network Model.IntPrjfolder\Network Data.IntPrjfolder\Main Grid.ElmNet | Network Model.IntPrjfolder\Network Data.IntPrjfolder\Main Grid.ElmNet | 0 | 0 | 0 | 9999 | 0 | MAN | 0 | 0 | 0 | 0 | 0 | 1 | 0 | 0 | 0 | 0 | 1746599850 | 0 | 0 | 0 | 0 | 1 | 1 | 0 | 0 | 0 | 0 | 0 | 0 | 1 | 1 | 0 | 0 | 0 | 0 | 0 | 0 | 0 | 0 | 0 | 1 | 0 | 0 | 0 | 0 | 0 | 0 | 0 | 0 | 0 | V | 0.0028868 | 0.0028868 | 0.14434 | 0.14434 | 0.0028868 | 0.14434 | 0 | 1 | 0 | 0 | 0 | 0 | 0 | [0.0, 0.0] | 1 | 0 | 0 | 1 | 0 | 1 | 1 | 0 | 0 | 0 | 0 | 0 | 1 | 1 | 0.1 | 0.1 | 0.1 | 0.1 | 1 | 1 | 1 | 1 | 0 | 0 | 0 | 0 | 0 | 100 | [[]] | 0 | 0 | 0 | -2 | 0 | 4906355 | 0 | 0 | 0 | 0 | 0 | 0.01 | 4905050 | 0 | 0 | 0 | 0 | 0 | 0 | 0 | 0 | 0 | 10 | 10 | 0 | 0 | 0 | 0 | 0 | 0 | 0 | 0 | 1 | 1 | 0.1 | 0 | 0 | 0.5 | 0.5 | 4294967294 | 0 | 0 | 0 | 0 | 1 | 0.99 | 1.01 | 2 | 2 | 40 | 40
0092 | Network Model.IntPrjfolder\Network Data.IntPrjfolder\Main Grid.ElmNet\0092.ElmTr2 | 0 | Library.IntPrjfolder\Equipment Type Library.IntPrjfolder\LT 20kV/0.4kV 100 kVA.TypTr2 | Network Model.IntPrjfolder\Network Data.IntPrjfolder\Main Grid.ElmNet | Network Model.IntPrjfolder\Network Data.IntPrjfolder\Main Grid.ElmNet\Bus247.ElmTerm\Cub_3.StaCubic | Network Model.IntPrjfolder\Network Data.IntPrjfolder\Main Grid.ElmNet\Bus246.ElmTerm\Cub_1.StaCubic | 1 | 0 | 0 | 0 | 0 | 1 | 0.99 | 1.01 | V | 0 | 0 | 0 | 0 | 0 | 0 | 0 | 1 | 0.1 | 0 | 0 | 1 | 1 | 1 | 1746367121 | 0 | 100 | 0 | 0 | 0 | 0 | 0 | 0 | 0 | 0 | 0 | 1 | 1 | 0 | 0092 | 0 | 0 | 0 | 0 | 0 | 0 | 0 | 1 | 0 | 0 | 0 | 0 | 0 | 0 | 100 | [[]] | 1970-01-01T00:00:00Z | 0 | 1 | 0.9 | Network Model.IntPrjfolder\Network Data.IntPrjfolder\Areas.IntArea\TAMBAK.ElmArea | Network Model.IntPrjfolder\Network Data.IntPrjfolder\Main Grid.ElmNet\Bus91.ElmTerm | Network Model.IntPrjfolder\Network Data.IntPrjfolder\Main Grid.ElmNet\Bus91.ElmTerm | 0 | 0 | Network Model.IntPrjfolder\Network Data.IntPrjfolder\Main Grid.ElmNet | Network Model.IntPrjfolder\Network Data.IntPrjfolder\Main Grid.ElmNet | 0 | 0 | 0 | 9999 | 0 | MAN | 0 | 0 | 0 | 0 | 0 | 1 | 0 | 0 | 0 | 0 | 1746599850 | 0 | 0 | 0 | 0 | 1 | 1 | 0 | 0 | 0 | 0 | 0 | 0 | 1 | 1 | 0 | 0 | 0 | 0 | 0 | 0 | 0 | 0 | 0 | 1 | 0 | 0 | 0 | 0 | 0 | 0 | 0 | 0 | 0 | V | 0.0028868 | 0.0028868 | 0.14434 | 0.14434 | 0.0028868 | 0.14434 | 0 | 1 | 0 | 0 | 0 | 0 | 0 | [0.0, 0.0] | 1 | 0 | 0 | 1 | 0 | 1 | 1 | 0 | 0 | 0 | 0 | 0 | 1 | 1 | 0.1 | 0.1 | 0.1 | 0.1 | 1 | 1 | 1 | 1 | 0 | 0 | 0 | 0 | 0 | 100 | [[]] | 0 | 0 | 0 | 0 | 0 | 4906361 | 0 | 0 | 0 | 0 | 0 | 0.01 | 4905050 | 0 | 0 | 0 | 0 | 0 | 0 | 0 | 0 | 0 | 10 | 10 | 0 | 0 | 0 | 0 | 0 | 0 | 0 | 0 | 1 | 1 | 0.1 | 0 | 0 | 0.5 | 0.5 | 4294967294 | 0 | 0 | 0 | 0 | 1 | 0.99 | 1.01 | 2 | 2 | 40 | 40
0095 | Network Model.IntPrjfolder\Network Data.IntPrjfolder\Main Grid.ElmNet\0095.ElmTr2 | 0 | Library.IntPrjfolder\Equipment Type Library.IntPrjfolder\LT 20kV/0.4kV 100 kVA.TypTr2 | Network Model.IntPrjfolder\Network Data.IntPrjfolder\Main Grid.ElmNet | Network Model.IntPrjfolder\Network Data.IntPrjfolder\Main Grid.ElmNet\Bus250.ElmTerm\Cub_3.StaCubic | Network Model.IntPrjfolder\Network Data.IntPrjfolder\Main Grid.ElmNet\Bus249.ElmTerm\Cub_1.StaCubic | 1 | 0 | 0 | 0 | 0 | 1 | 0.99 | 1.01 | V | 0 | 0 | 0 | 0 | 0 | 0 | 0 | 1 | 0.1 | 0 | 0 | 1 | 1 | 1 | 1746367123 | 0 | 100 | 0 | 0 | 0 | 0 | 0 | 0 | 0 | 0 | 0 | 1 | 1 | 0 | 0095 | 0 | 0 | 0 | 0 | 0 | 0 | 0 | 1 | 0 | 0 | 0 | 0 | 0 | 0 | 100 | [[]] | 1970-01-01T00:00:00Z | 0 | 1 | 0.9 | Network Model.IntPrjfolder\Network Data.IntPrjfolder\Areas.IntArea\TAMBAK.ElmArea | Network Model.IntPrjfolder\Network Data.IntPrjfolder\Main Grid.ElmNet\Bus91.ElmTerm | Network Model.IntPrjfolder\Network Data.IntPrjfolder\Main Grid.ElmNet\Bus91.ElmTerm | 0 | 0 | Network Model.IntPrjfolder\Network Data.IntPrjfolder\Main Grid.ElmNet | Network Model.IntPrjfolder\Network Data.IntPrjfolder\Main Grid.ElmNet | 0 | 0 | 0 | 9999 | 0 | MAN | 0 | 0 | 0 | 0 | 0 | 1 | 0 | 0 | 0 | 0 | 1746599850 | 0 | 0 | 0 | 0 | 1 | 1 | 0 | 0 | 0 | 0 | 0 | 0 | 1 | 1 | 0 | 0 | 0 | 0 | 0 | 0 | 0 | 0 | 0 | 1 | 0 | 0 | 0 | 0 | 0 | 0 | 0 | 0 | 0 | V | 0.0028868 | 0.0028868 | 0.14434 | 0.14434 | 0.0028868 | 0.14434 | 0 | 1 | 0 | 0 | 0 | 0 | 0 | [0.0, 0.0] | 1 | 0 | 0 | 1 | 0 | 1 | 1 | 0 | 0 | 0 | 0 | 0 | 1 | 1 | 0.1 | 0.1 | 0.1 | 0.1 | 1 | 1 | 1 | 1 | 0 | 0 | 0 | 0 | 0 | 100 | [[]] | 0 | 0 | 0 | 0 | 0 | 4906367 | 0 | 0 | 0 | 0 | 0 | 0.01 | 4905050 | 0 | 0 | 0 | 0 | 0 | 0 | 0 | 0 | 0 | 10 | 10 | 0 | 0 | 0 | 0 | 0 | 0 | 0 | 0 | 1 | 1 | 0.1 | 0 | 0 | 0.5 | 0.5 | 4294967294 | 0 | 0 | 0 | 0 | 1 | 0.99 | 1.01 | 2 | 2 | 40 | 40
0093 | Network Model.IntPrjfolder\Network Data.IntPrjfolder\Main Grid.ElmNet\0093.ElmTr2 | 0 | Library.IntPrjfolder\Equipment Type Library.IntPrjfolder\LT 20kV/0.4kV 100 kVA.TypTr2 | Network Model.IntPrjfolder\Network Data.IntPrjfolder\Main Grid.ElmNet | Network Model.IntPrjfolder\Network Data.IntPrjfolder\Main Grid.ElmNet\Bus254.ElmTerm\Cub_3.StaCubic | Network Model.IntPrjfolder\Network Data.IntPrjfolder\Main Grid.ElmNet\Bus253.ElmTerm\Cub_1.StaCubic | 1 | 0 | 0 | 0 | 0 | 1 | 0.99 | 1.01 | V | 0 | 0 | 0 | 0 | 0 | 0 | 0 | 1 | 0.1 | 0 | 0 | 1 | 1 | 1 | 1746367124 | 0 | 100 | 0 | 0 | 0 | 0 | 0 | 0 | 0 | 0 | 0 | 1 | 1 | 0 | 0093 | 0 | 0 | 0 | 0 | 0 | 0 | 0 | 1 | 0 | 0 | 0 | 0 | 0 | 0 | 100 | [[]] | 1970-01-01T00:00:00Z | 0 | 1 | 0.9 | Network Model.IntPrjfolder\Network Data.IntPrjfolder\Areas.IntArea\TAMBAK.ElmArea | Network Model.IntPrjfolder\Network Data.IntPrjfolder\Main Grid.ElmNet\Bus91.ElmTerm | Network Model.IntPrjfolder\Network Data.IntPrjfolder\Main Grid.ElmNet\Bus91.ElmTerm | 0 | 0 | Network Model.IntPrjfolder\Network Data.IntPrjfolder\Main Grid.ElmNet | Network Model.IntPrjfolder\Network Data.IntPrjfolder\Main Grid.ElmNet | 0 | 0 | 0 | 9999 | 0 | MAN | 0 | 0 | 0 | 0 | 0 | 1 | 0 | 0 | 0 | 0 | 1746599850 | 0 | 0 | 0 | 0 | 1 | 1 | 0 | 0 | 0 | 0 | 0 | 0 | 1 | 1 | 0 | 0 | 0 | 0 | 0 | 0 | 0 | 0 | 0 | 1 | 0 | 0 | 0 | 0 | 0 | 0 | 0 | 0 | 0 | V | 0.0028868 | 0.0028868 | 0.14434 | 0.14434 | 0.0028868 | 0.14434 | 0 | 1 | 0 | 0 | 0 | 0 | 0 | [0.0, 0.0] | 1 | 0 | 0 | 1 | 0 | 1 | 1 | 0 | 0 | 0 | 0 | 0 | 1 | 1 | 0.1 | 0.1 | 0.1 | 0.1 | 1 | 1 | 1 | 1 | 0 | 0 | 0 | 0 | 0 | 100 | [[]] | 0 | 0 | 0 | 0 | 0 | 4906373 | 0 | 0 | 0 | 0 | 0 | 0.01 | 4905050 | 0 | 0 | 0 | 0 | 0 | 0 | 0 | 0 | 0 | 10 | 10 | 0 | 0 | 0 | 0 | 0 | 0 | 0 | 0 | 1 | 1 | 0.1 | 0 | 0 | 0.5 | 0.5 | 4294967294 | 0 | 0 | 0 | 0 | 1 | 0.99 | 1.01 | 2 | 2 | 40 | 40
0094 | Network Model.IntPrjfolder\Network Data.IntPrjfolder\Main Grid.ElmNet\0094.ElmTr2 | 0 | Library.IntPrjfolder\Equipment Type Library.IntPrjfolder\LT 20kV/0.4kV 100 kVA.TypTr2 | Network Model.IntPrjfolder\Network Data.IntPrjfolder\Main Grid.ElmNet | Network Model.IntPrjfolder\Network Data.IntPrjfolder\Main Grid.ElmNet\Bus257.ElmTerm\Cub_2.StaCubic | Network Model.IntPrjfolder\Network Data.IntPrjfolder\Main Grid.ElmNet\Bus256.ElmTerm\Cub_1.StaCubic | 1 | 0 | 0 | 0 | 0 | 1 | 0.99 | 1.01 | V | 0 | 0 | 0 | 0 | 0 | 0 | 0 | 1 | 0.1 | 0 | 0 | 1 | 1 | 1 | 1746367126 | 0 | 100 | 0 | 0 | 0 | 0 | 0 | 0 | 0 | 0 | 0 | 1 | 1 | 0 | 0094 | 0 | 0 | 0 | 0 | 0 | 0 | 0 | 1 | 0 | 0 | 0 | 0 | 0 | 0 | 100 | [[]] | 1970-01-01T00:00:00Z | 0 | 1 | 0.9 | Network Model.IntPrjfolder\Network Data.IntPrjfolder\Areas.IntArea\TAMBAK.ElmArea | Network Model.IntPrjfolder\Network Data.IntPrjfolder\Main Grid.ElmNet\Bus91.ElmTerm | Network Model.IntPrjfolder\Network Data.IntPrjfolder\Main Grid.ElmNet\Bus91.ElmTerm | 0 | 0 | Network Model.IntPrjfolder\Network Data.IntPrjfolder\Main Grid.ElmNet | Network Model.IntPrjfolder\Network Data.IntPrjfolder\Main Grid.ElmNet | 0 | 0 | 0 | 9999 | 0 | MAN | 0 | 0 | 0 | 0 | 0 | 1 | 0 | 0 | 0 | 0 | 1746599850 | 0 | 0 | 0 | 0 | 1 | 1 | 0 | 0 | 0 | 0 | 0 | 0 | 1 | 1 | 0 | 0 | 0 | 0 | 0 | 0 | 0 | 0 | 0 | 1 | 0 | 0 | 0 | 0 | 0 | 0 | 0 | 0 | 0 | V | 0.0028868 | 0.0028868 | 0.14434 | 0.14434 | 0.0028868 | 0.14434 | 0 | 1 | 0 | 0 | 0 | 0 | 0 | [0.0, 0.0] | 1 | 0 | 0 | 1 | 0 | 1 | 1 | 0 | 0 | 0 | 0 | 0 | 1 | 1 | 0.1 | 0.1 | 0.1 | 0.1 | 1 | 1 | 1 | 1 | 0 | 0 | 0 | 0 | 0 | 100 | [[]] | 0 | 0 | 0 | 0 | 0 | 4906379 | 0 | 0 | 0 | 0 | 0 | 0.01 | 4905050 | 0 | 0 | 0 | 0 | 0 | 0 | 0 | 0 | 0 | 10 | 10 | 0 | 0 | 0 | 0 | 0 | 0 | 0 | 0 | 1 | 1 | 0.1 | 0 | 0 | 0.5 | 0.5 | 4294967294 | 0 | 0 | 0 | 0 | 1 | 0.99 | 1.01 | 2 | 2 | 40 | 40
0039 | Network Model.IntPrjfolder\Network Data.IntPrjfolder\Main Grid.ElmNet\0039.ElmTr2 | 0 | Library.IntPrjfolder\Equipment Type Library.IntPrjfolder\LT 20kV/0.4kV 100 kVA.TypTr2 | Network Model.IntPrjfolder\Network Data.IntPrjfolder\Main Grid.ElmNet | Network Model.IntPrjfolder\Network Data.IntPrjfolder\Main Grid.ElmNet\Bus84.ElmTerm\Cub_2.StaCubic | Network Model.IntPrjfolder\Network Data.IntPrjfolder\Main Grid.ElmNet\Bus83.ElmTerm\Cub_1.StaCubic | 1 | -3 | 0 | 0 | 0 | 1 | 0.99 | 1.01 | V | 0 | 0 | 0 | 0 | 0 | 0 | 0 | 1 | 0.1 | 0 | 0 | 1 | 1 | 1 | 1746367577 | 0 | 100 | 0 | 0 | 0 | 0 | 0 | 0 | 0 | 0 | 0 | 1 | 1 | 0 | 0039 | 0 | 0 | 0 | 0 | 0 | 0 | 0 | 1 | 0 | 0 | 0 | 0 | 0 | 0 | 100 | [[]] | 1970-01-01T00:00:00Z | 0 | 1 | 0.9 | Network Model.IntPrjfolder\Network Data.IntPrjfolder\Areas.IntArea\TAMBAK.ElmArea | Network Model.IntPrjfolder\Network Data.IntPrjfolder\Main Grid.ElmNet\Bus84.ElmTerm | Network Model.IntPrjfolder\Network Data.IntPrjfolder\Main Grid.ElmNet\Bus84.ElmTerm | 0 | 0 | Network Model.IntPrjfolder\Network Data.IntPrjfolder\Main Grid.ElmNet | Network Model.IntPrjfolder\Network Data.IntPrjfolder\Main Grid.ElmNet | 0 | 0 | 0 | 9999 | 0 | MAN | 0 | 0 | 0 | 0 | 0 | 1 | 0 | 0 | 0 | 0 | 1746599850 | 0 | 0 | 0 | 0 | 1 | 1 | 0 | 0 | 0 | 0 | 0 | 0 | 1 | 1 | 0 | 0 | 0 | 0 | 0 | 0 | 0 | 0 | 0 | 1 | 0 | 0 | 0 | 0 | 0 | 0 | 0 | 0 | 0 | V | 0.0028868 | 0.0028868 | 0.14434 | 0.14434 | 0.0028868 | 0.14434 | 0 | 1 | 0 | 0 | 0 | 0 | 0 | [0.0, 0.0] | 1 | 0 | 0 | 1 | 0 | 1 | 1 | 0 | 0 | 0 | 0 | 0 | 1 | 1 | 0.1 | 0.1 | 0.1 | 0.1 | 1 | 1 | 1 | 1 | 0 | 0 | 0 | 0 | 0 | 100 | [[]] | 0 | 0 | 0 | -3 | 0 | 4906452 | 0 | 0 | 0 | 0 | 0 | 0.01 | 4905050 | 0 | 0 | 0 | 0 | 0 | 0 | 0 | 0 | 0 | 10 | 10 | 0 | 0 | 0 | 0 | 0 | 0 | 0 | 0 | 1 | 1 | 0.1 | 0 | 0 | 0.5 | 0.5 | 4294967294 | 0 | 0 | 0 | 0 | 1 | 0.99 | 1.01 | 2 | 2 | 40 | 40
0040 | Network Model.IntPrjfolder\Network Data.IntPrjfolder\Main Grid.ElmNet\0040.ElmTr2 | 0 | Library.IntPrjfolder\Equipment Type Library.IntPrjfolder\LT 20kV/0.4kV 100 kVA.TypTr2 | Network Model.IntPrjfolder\Network Data.IntPrjfolder\Main Grid.ElmNet | Network Model.IntPrjfolder\Network Data.IntPrjfolder\Main Grid.ElmNet\Bus86.ElmTerm\Cub_2.StaCubic | Network Model.IntPrjfolder\Network Data.IntPrjfolder\Main Grid.ElmNet\Bus85.ElmTerm\Cub_1.StaCubic | 1 | -2 | 0 | 0 | 0 | 1 | 0.99 | 1.01 | V | 0 | 0 | 0 | 0 | 0 | 0 | 0 | 1 | 0.1 | 0 | 0 | 1 | 1 | 1 | 1746367870 | 0 | 100 | 0 | 0 | 0 | 0 | 0 | 0 | 0 | 0 | 0 | 1 | 1 | 0 | 0040 | 0 | 0 | 0 | 0 | 0 | 0 | 0 | 1 | 0 | 0 | 0 | 0 | 0 | 0 | 100 | [[]] | 1970-01-01T00:00:00Z | 0 | 1 | 0.9 | Network Model.IntPrjfolder\Network Data.IntPrjfolder\Areas.IntArea\TAMBAK.ElmArea | Network Model.IntPrjfolder\Network Data.IntPrjfolder\Main Grid.ElmNet\Bus86.ElmTerm | Network Model.IntPrjfolder\Network Data.IntPrjfolder\Main Grid.ElmNet\Bus86.ElmTerm | 0 | 0 | Network Model.IntPrjfolder\Network Data.IntPrjfolder\Main Grid.ElmNet | Network Model.IntPrjfolder\Network Data.IntPrjfolder\Main Grid.ElmNet | 0 | 0 | 0 | 9999 | 0 | MAN | 0 | 0 | 0 | 0 | 0 | 1 | 0 | 0 | 0 | 0 | 1746599850 | 0 | 0 | 0 | 0 | 1 | 1 | 0 | 0 | 0 | 0 | 0 | 0 | 1 | 1 | 0 | 0 | 0 | 0 | 0 | 0 | 0 | 0 | 0 | 1 | 0 | 0 | 0 | 0 | 0 | 0 | 0 | 0 | 0 | V | 0.0028868 | 0.0028868 | 0.14434 | 0.14434 | 0.0028868 | 0.14434 | 0 | 1 | 0 | 0 | 0 | 0 | 0 | [0.0, 0.0] | 1 | 0 | 0 | 1 | 0 | 1 | 1 | 0 | 0 | 0 | 0 | 0 | 1 | 1 | 0.1 | 0.1 | 0.1 | 0.1 | 1 | 1 | 1 | 1 | 0 | 0 | 0 | 0 | 0 | 100 | [[]] | 0 | 0 | 0 | -2 | 0 | 4906479 | 0 | 0 | 0 | 0 | 0 | 0.01 | 4905050 | 0 | 0 | 0 | 0 | 0 | 0 | 0 | 0 | 0 | 10 | 10 | 0 | 0 | 0 | 0 | 0 | 0 | 0 | 0 | 1 | 1 | 0.1 | 0 | 0 | 0.5 | 0.5 | 4294967294 | 0 | 0 | 0 | 0 | 1 | 0.99 | 1.01 | 2 | 2 | 40 | 40
0096 | Network Model.IntPrjfolder\Network Data.IntPrjfolder\Main Grid.ElmNet\0096.ElmTr2 | 0 | Library.IntPrjfolder\Equipment Type Library.IntPrjfolder\LT 20kV/0.4kV 100 kVA.TypTr2 | Network Model.IntPrjfolder\Network Data.IntPrjfolder\Main Grid.ElmNet | Network Model.IntPrjfolder\Network Data.IntPrjfolder\Main Grid.ElmNet\Bus262.ElmTerm\Cub_2.StaCubic | Network Model.IntPrjfolder\Network Data.IntPrjfolder\Main Grid.ElmNet\Bus260.ElmTerm\Cub_1.StaCubic | 1 | 0 | 0 | 0 | 0 | 1 | 0.99 | 1.01 | V | 0 | 0 | 0 | 0 | 0 | 0 | 0 | 1 | 0.1 | 0 | 0 | 1 | 1 | 1 | 1746368028 | 0 | 100 | 0 | 0 | 0 | 0 | 0 | 0 | 0 | 0 | 0 | 1 | 1 | 0 | 0096 | 0 | 0 | 0 | 0 | 0 | 0 | 0 | 1 | 0 | 0 | 0 | 0 | 0 | 0 | 100 | [[]] | 1970-01-01T00:00:00Z | 0 | 1 | 0.9 | Network Model.IntPrjfolder\Network Data.IntPrjfolder\Areas.IntArea\TAMBAK.ElmArea | Network Model.IntPrjfolder\Network Data.IntPrjfolder\Main Grid.ElmNet\Bus86.ElmTerm | Network Model.IntPrjfolder\Network Data.IntPrjfolder\Main Grid.ElmNet\Bus86.ElmTerm | 0 | 0 | Network Model.IntPrjfolder\Network Data.IntPrjfolder\Main Grid.ElmNet | Network Model.IntPrjfolder\Network Data.IntPrjfolder\Main Grid.ElmNet | 0 | 0 | 0 | 9999 | 0 | MAN | 0 | 0 | 0 | 0 | 0 | 1 | 0 | 0 | 0 | 0 | 1746599850 | 0 | 0 | 0 | 0 | 1 | 1 | 0 | 0 | 0 | 0 | 0 | 0 | 1 | 1 | 0 | 0 | 0 | 0 | 0 | 0 | 0 | 0 | 0 | 1 | 0 | 0 | 0 | 0 | 0 | 0 | 0 | 0 | 0 | V | 0.0028868 | 0.0028868 | 0.14434 | 0.14434 | 0.0028868 | 0.14434 | 0 | 1 | 0 | 0 | 0 | 0 | 0 | [0.0, 0.0] | 1 | 0 | 0 | 1 | 0 | 1 | 1 | 0 | 0 | 0 | 0 | 0 | 1 | 1 | 0.1 | 0.1 | 0.1 | 0.1 | 1 | 1 | 1 | 1 | 0 | 0 | 0 | 0 | 0 | 100 | [[]] | 0 | 0 | 0 | 0 | 0 | 4906513 | 0 | 0 | 0 | 0 | 0 | 0.01 | 4905050 | 0 | 0 | 0 | 0 | 0 | 0 | 0 | 0 | 0 | 10 | 10 | 0 | 0 | 0 | 0 | 0 | 0 | 0 | 0 | 1 | 1 | 0.1 | 0 | 0 | 0.5 | 0.5 | 4294967294 | 0 | 0 | 0 | 0 | 1 | 0.99 | 1.01 | 2 | 2 | 40 | 40
0043 | Network Model.IntPrjfolder\Network Data.IntPrjfolder\Main Grid.ElmNet\0043.ElmTr2 | 0 | Library.IntPrjfolder\Equipment Type Library.IntPrjfolder\LT 20kV/0.4kV 50 kVA.TypTr2 | Network Model.IntPrjfolder\Network Data.IntPrjfolder\Main Grid.ElmNet | Network Model.IntPrjfolder\Network Data.IntPrjfolder\Main Grid.ElmNet\Bus88.ElmTerm\Cub_2.StaCubic | Network Model.IntPrjfolder\Network Data.IntPrjfolder\Main Grid.ElmNet\Bus87.ElmTerm\Cub_1.StaCubic | 1 | -2 | 0 | 0 | 0 | 1 | 0.99 | 1.01 | V | 0 | 0 | 0 | 0 | 0 | 0 | 0 | 1 | 0.05 | 0 | 0 | 1 | 1 | 1 | 1746368116 | 0 | 100 | 0 | 0 | 0 | 0 | 0 | 0 | 0 | 0 | 0 | 1 | 1 | 0 | 0043 | 0 | 0 | 0 | 0 | 0 | 0 | 0 | 1 | 0 | 0 | 0 | 0 | 0 | 0 | 100 | [[]] | 1970-01-01T00:00:00Z | 0 | 1 | 0.9 | Network Model.IntPrjfolder\Network Data.IntPrjfolder\Areas.IntArea\TAMBAK.ElmArea | Network Model.IntPrjfolder\Network Data.IntPrjfolder\Main Grid.ElmNet\Bus88.ElmTerm | Network Model.IntPrjfolder\Network Data.IntPrjfolder\Main Grid.ElmNet\Bus88.ElmTerm | 0 | 0 | Network Model.IntPrjfolder\Network Data.IntPrjfolder\Main Grid.ElmNet | Network Model.IntPrjfolder\Network Data.IntPrjfolder\Main Grid.ElmNet | 0 | 0 | 0 | 9999 | 0 | MAN | 0 | 0 | 0 | 0 | 0 | 1 | 0 | 0 | 0 | 0 | 1746599850 | 0 | 0 | 0 | 0 | 1 | 1 | 0 | 0 | 0 | 0 | 0 | 0 | 1 | 1 | 0 | 0 | 0 | 0 | 0 | 0 | 0 | 0 | 0 | 1 | 0 | 0 | 0 | 0 | 0 | 0 | 0 | 0 | 0 | V | 0.0014434 | 0.0014434 | 0.072169 | 0.072169 | 0.0014434 | 0.072169 | 0 | 1 | 0 | 0 | 0 | 0 | 0 | [0.0, 0.0] | 1 | 0 | 0 | 1 | 0 | 1 | 1 | 0 | 0 | 0 | 0 | 0 | 1 | 1 | 0.1 | 0.1 | 0.1 | 0.1 | 1 | 1 | 1 | 1 | 0 | 0 | 0 | 0 | 0 | 100 | [[]] | 0 | 0 | 0 | -2 | 0 | 4906539 | 0 | 0 | 0 | 0 | 0 | 0.01 | 4905050 | 0 | 0 | 0 | 0 | 0 | 0 | 0 | 0 | 0 | 10 | 10 | 0 | 0 | 0 | 0 | 0 | 0 | 0 | 0 | 1 | 1 | 0.05 | 0 | 0 | 0.5 | 0.5 | 4294967294 | 0 | 0 | 0 | 0 | 1 | 0.99 | 1.01 | 2 | 2 | 80 | 80
0044 | Network Model.IntPrjfolder\Network Data.IntPrjfolder\Main Grid.ElmNet\0044.ElmTr2 | 0 | Library.IntPrjfolder\Equipment Type Library.IntPrjfolder\LT 20kV/0.4kV 50 kVA.TypTr2 | Network Model.IntPrjfolder\Network Data.IntPrjfolder\Main Grid.ElmNet | Network Model.IntPrjfolder\Network Data.IntPrjfolder\Main Grid.ElmNet\Bus95.ElmTerm\Cub_2.StaCubic | Network Model.IntPrjfolder\Network Data.IntPrjfolder\Main Grid.ElmNet\Bus94.ElmTerm\Cub_1.StaCubic | 1 | -2 | 0 | 0 | 0 | 1 | 0.99 | 1.01 | V | 0 | 0 | 0 | 0 | 0 | 0 | 0 | 1 | 0.05 | 0 | 0 | 1 | 1 | 1 | 1746368367 | 0 | 100 | 0 | 0 | 0 | 0 | 0 | 0 | 0 | 0 | 0 | 1 | 1 | 0 | 0044 | 0 | 0 | 0 | 0 | 0 | 0 | 0 | 1 | 0 | 0 | 0 | 0 | 0 | 0 | 100 | [[]] | 1970-01-01T00:00:00Z | 0 | 1 | 0.9 | Network Model.IntPrjfolder\Network Data.IntPrjfolder\Areas.IntArea\TAMBAK.ElmArea | Network Model.IntPrjfolder\Network Data.IntPrjfolder\Main Grid.ElmNet\Bus95.ElmTerm | Network Model.IntPrjfolder\Network Data.IntPrjfolder\Main Grid.ElmNet\Bus95.ElmTerm | 0 | 0 | Network Model.IntPrjfolder\Network Data.IntPrjfolder\Main Grid.ElmNet | Network Model.IntPrjfolder\Network Data.IntPrjfolder\Main Grid.ElmNet | 0 | 0 | 0 | 9999 | 0 | MAN | 0 | 0 | 0 | 0 | 0 | 1 | 0 | 0 | 0 | 0 | 1746599850 | 0 | 0 | 0 | 0 | 1 | 1 | 0 | 0 | 0 | 0 | 0 | 0 | 1 | 1 | 0 | 0 | 0 | 0 | 0 | 0 | 0 | 0 | 0 | 1 | 0 | 0 | 0 | 0 | 0 | 0 | 0 | 0 | 0 | V | 0.0014434 | 0.0014434 | 0.072169 | 0.072169 | 0.0014434 | 0.072169 | 0 | 1 | 0 | 0 | 0 | 0 | 0 | [0.0, 0.0] | 1 | 0 | 0 | 1 | 0 | 1 | 1 | 0 | 0 | 0 | 0 | 0 | 1 | 1 | 0.1 | 0.1 | 0.1 | 0.1 | 1 | 1 | 1 | 1 | 0 | 0 | 0 | 0 | 0 | 100 | [[]] | 0 | 0 | 0 | -2 | 0 | 4906583 | 0 | 0 | 0 | 0 | 0 | 0.01 | 4905050 | 0 | 0 | 0 | 0 | 0 | 0 | 0 | 0 | 0 | 10 | 10 | 0 | 0 | 0 | 0 | 0 | 0 | 0 | 0 | 1 | 1 | 0.05 | 0 | 0 | 0.5 | 0.5 | 4294967294 | 0 | 0 | 0 | 0 | 1 | 0.99 | 1.01 | 2 | 2 | 80 | 80
0045 | Network Model.IntPrjfolder\Network Data.IntPrjfolder\Main Grid.ElmNet\0045.ElmTr2 | 0 | Library.IntPrjfolder\Equipment Type Library.IntPrjfolder\LT 20kV/0.4kV 100 kVA.TypTr2 | Network Model.IntPrjfolder\Network Data.IntPrjfolder\Main Grid.ElmNet | Network Model.IntPrjfolder\Network Data.IntPrjfolder\Main Grid.ElmNet\Bus97.ElmTerm\Cub_2.StaCubic | Network Model.IntPrjfolder\Network Data.IntPrjfolder\Main Grid.ElmNet\Bus96.ElmTerm\Cub_1.StaCubic | 1 | -2 | 0 | 0 | 0 | 1 | 0.99 | 1.01 | V | 0 | 0 | 0 | 0 | 0 | 0 | 0 | 1 | 0.1 | 0 | 0 | 1 | 1 | 1 | 1746368554 | 0 | 100 | 0 | 0 | 0 | 0 | 0 | 0 | 0 | 0 | 0 | 1 | 1 | 0 | 0045 | 0 | 0 | 0 | 0 | 0 | 0 | 0 | 1 | 0 | 0 | 0 | 0 | 0 | 0 | 100 | [[]] | 1970-01-01T00:00:00Z | 0 | 1 | 0.9 | Network Model.IntPrjfolder\Network Data.IntPrjfolder\Areas.IntArea\TAMBAK.ElmArea | Network Model.IntPrjfolder\Network Data.IntPrjfolder\Main Grid.ElmNet\Bus97.ElmTerm | Network Model.IntPrjfolder\Network Data.IntPrjfolder\Main Grid.ElmNet\Bus97.ElmTerm | 0 | 0 | Network Model.IntPrjfolder\Network Data.IntPrjfolder\Main Grid.ElmNet | Network Model.IntPrjfolder\Network Data.IntPrjfolder\Main Grid.ElmNet | 0 | 0 | 0 | 9999 | 0 | MAN | 0 | 0 | 0 | 0 | 0 | 1 | 0 | 0 | 0 | 0 | 1746599850 | 0 | 0 | 0 | 0 | 1 | 1 | 0 | 0 | 0 | 0 | 0 | 0 | 1 | 1 | 0 | 0 | 0 | 0 | 0 | 0 | 0 | 0 | 0 | 1 | 0 | 0 | 0 | 0 | 0 | 0 | 0 | 0 | 0 | V | 0.0028868 | 0.0028868 | 0.14434 | 0.14434 | 0.0028868 | 0.14434 | 0 | 1 | 0 | 0 | 0 | 0 | 0 | [0.0, 0.0] | 1 | 0 | 0 | 1 | 0 | 1 | 1 | 0 | 0 | 0 | 0 | 0 | 1 | 1 | 0.1 | 0.1 | 0.1 | 0.1 | 1 | 1 | 1 | 1 | 0 | 0 | 0 | 0 | 0 | 100 | [[]] | 0 | 0 | 0 | -2 | 0 | 4906610 | 0 | 0 | 0 | 0 | 0 | 0.01 | 4905050 | 0 | 0 | 0 | 0 | 0 | 0 | 0 | 0 | 0 | 10 | 10 | 0 | 0 | 0 | 0 | 0 | 0 | 0 | 0 | 1 | 1 | 0.1 | 0 | 0 | 0.5 | 0.5 | 4294967294 | 0 | 0 | 0 | 0 | 1 | 0.99 | 1.01 | 2 | 2 | 40 | 40
00104 | Network Model.IntPrjfolder\Network Data.IntPrjfolder\Main Grid.ElmNet\00104.ElmTr2 | 0 | Library.IntPrjfolder\Equipment Type Library.IntPrjfolder\LT 20kV/0.4kV 250 kVA.TypTr2 | Network Model.IntPrjfolder\Network Data.IntPrjfolder\Main Grid.ElmNet | Network Model.IntPrjfolder\Network Data.IntPrjfolder\Main Grid.ElmNet\Terminal(16).ElmTerm\Cub_2.StaCubic | Network Model.IntPrjfolder\Network Data.IntPrjfolder\Main Grid.ElmNet\Bus268.ElmTerm\Cub_1.StaCubic | 1 | -3 | 0 | 0 | 0 | 1 | 0.99 | 1.01 | V | 0 | 0 | 0 | 0 | 0 | 0 | 0 | 1 | 0.25 | 0 | 0 | 1 | 1 | 1 | 1746368683 | 0 | 100 | 0 | 0 | 0 | 0 | 0 | 0 | 0 | 0 | 0 | 1 | 1 | 0 | 00104 | 0 | 0 | 0 | 0 | 0 | 0 | 0 | 1 | 0 | 0 | 0 | 0 | 0 | 0 | 100 | [[]] | 1970-01-01T00:00:00Z | 0 | 1 | 0.9 | Network Model.IntPrjfolder\Network Data.IntPrjfolder\Areas.IntArea\TAMBAK.ElmArea |  |  | 0 | 0 | Network Model.IntPrjfolder\Network Data.IntPrjfolder\Main Grid.ElmNet | Network Model.IntPrjfolder\Network Data.IntPrjfolder\Main Grid.ElmNet | 0 | 0 | 0 | 9999 | 0 | MAN | 0 | 0 | 0 | 0 | 0 | 1 | 0 | 0 | 0 | 0 | 1746599850 | 0 | 0 | 0 | 0 | 1 | 1 | 0 | 0 | 0 | 0 | 0 | 0 | 1 | 1 | 0 | 0 | 0 | 0 | 0 | 0 | 0 | 0 | 0 | 1 | 0 | 0 | 0 | 0 | 0 | 0 | 0 | 0 | 0 | V | 0.0072169 | 0.0072169 | 0.36084 | 0.36084 | 0.0072169 | 0.36084 | 0 | 1 | 0 | 0 | 0 | 0 | 0 | [0.0, 0.0] | 1 | 0 | 0 | 1 | 0 | 1 | 1 | 0 | 0 | 0 | 0 | 0 | 1 | 1 | 0.1 | 0.1 | 0.1 | 0.1 | 1 | 1 | 1 | 1 | 0 | 0 | 0 | 0 | 0 | 100 | [[]] | 0 | 0 | 0 | -3 | 0 | 4906644 | 0 | 0 | 0 | 0 | 0 | 0.01 | 4905050 | 0 | 0 | 0 | 0 | 0 | 0 | 0 | 0 | 0 | 10 | 10 | 0 | 0 | 0 | 0 | 0 | 0 | 0 | 0 | 1 | 1 | 0.25 | 0 | 0 | 0.5 | 0.5 | 4294967294 | 0 | 0 | 0 | 0 | 1 | 0.99 | 1.01 | 2 | 2 | 16 | 16
0046 | Network Model.IntPrjfolder\Network Data.IntPrjfolder\Main Grid.ElmNet\0046.ElmTr2 | 0 | Library.IntPrjfolder\Equipment Type Library.IntPrjfolder\LT 20kV/0.4kV 25 kVA.TypTr2 | Network Model.IntPrjfolder\Network Data.IntPrjfolder\Main Grid.ElmNet | Network Model.IntPrjfolder\Network Data.IntPrjfolder\Main Grid.ElmNet\Bus99.ElmTerm\Cub_2.StaCubic | Network Model.IntPrjfolder\Network Data.IntPrjfolder\Main Grid.ElmNet\Bus98.ElmTerm\Cub_1.StaCubic | 1 | -2 | 0 | 0 | 0 | 1 | 0.99 | 1.01 | V | 0 | 0 | 0 | 0 | 0 | 0 | 0 | 1 | 0.025 | 0 | 0 | 1 | 1 | 1 | 1746368820 | 0 | 100 | 0 | 0 | 0 | 0 | 0 | 0 | 0 | 0 | 0 | 1 | 1 | 0 | 0046 | 0 | 0 | 0 | 0 | 0 | 0 | 0 | 1 | 0 | 0 | 0 | 0 | 0 | 0 | 100 | [[]] | 1970-01-01T00:00:00Z | 0 | 1 | 0.9 | Network Model.IntPrjfolder\Network Data.IntPrjfolder\Areas.IntArea\TAMBAK.ElmArea | Network Model.IntPrjfolder\Network Data.IntPrjfolder\Main Grid.ElmNet\Bus99.ElmTerm | Network Model.IntPrjfolder\Network Data.IntPrjfolder\Main Grid.ElmNet\Bus99.ElmTerm | 0 | 0 | Network Model.IntPrjfolder\Network Data.IntPrjfolder\Main Grid.ElmNet | Network Model.IntPrjfolder\Network Data.IntPrjfolder\Main Grid.ElmNet | 0 | 0 | 0 | 9999 | 0 | MAN | 0 | 0 | 0 | 0 | 0 | 1 | 0 | 0 | 0 | 0 | 1746599850 | 0 | 0 | 0 | 0 | 1 | 1 | 0 | 0 | 0 | 0 | 0 | 0 | 1 | 1 | 0 | 0 | 0 | 0 | 0 | 0 | 0 | 0 | 0 | 1 | 0 | 0 | 0 | 0 | 0 | 0 | 0 | 0 | 0 | V | 0.00072169 | 0.00072169 | 0.036084 | 0.036084 | 0.00072169 | 0.036084 | 0 | 1 | 0 | 0 | 0 | 0 | 0 | [0.0, 0.0] | 1 | 0 | 0 | 1 | 0 | 1 | 1 | 0 | 0 | 0 | 0 | 0 | 1 | 1 | 0.1 | 0.1 | 0.1 | 0.1 | 1 | 1 | 1 | 1 | 0 | 0 | 0 | 0 | 0 | 100 | [[]] | 0 | 0 | 0 | -2 | 0 | 4906668 | 0 | 0 | 0 | 0 | 0 | 0.01 | 4905050 | 0 | 0 | 0 | 0 | 0 | 0 | 0 | 0 | 0 | 10 | 10 | 0 | 0 | 0 | 0 | 0 | 0 | 0 | 0 | 1 | 1 | 0.025 | 0 | 0 | 0.5 | 0.5 | 4294967294 | 0 | 0 | 0 | 0 | 1 | 0.99 | 1.01 | 2 | 2 | 160 | 160
0047 | Network Model.IntPrjfolder\Network Data.IntPrjfolder\Main Grid.ElmNet\0047.ElmTr2 | 0 | Library.IntPrjfolder\Equipment Type Library.IntPrjfolder\LT 20kV/0.4kV 160 kVA.TypTr2 | Network Model.IntPrjfolder\Network Data.IntPrjfolder\Main Grid.ElmNet | Network Model.IntPrjfolder\Network Data.IntPrjfolder\Main Grid.ElmNet\Bus101.ElmTerm\Cub_2.StaCubic | Network Model.IntPrjfolder\Network Data.IntPrjfolder\Main Grid.ElmNet\Bus100.ElmTerm\Cub_1.StaCubic | 1 | -3 | 0 | 0 | 0 | 1 | 0.99 | 1.01 | V | 0 | 0 | 0 | 0 | 0 | 0 | 0 | 1 | 0.16 | 0 | 0 | 1 | 1 | 1 | 1746368933 | 0 | 100 | 0 | 0 | 0 | 0 | 0 | 0 | 0 | 0 | 0 | 1 | 1 | 0 | 0047 | 0 | 0 | 0 | 0 | 0 | 0 | 0 | 1 | 0 | 0 | 0 | 0 | 0 | 0 | 100 | [[]] | 1970-01-01T00:00:00Z | 0 | 1 | 0.9 | Network Model.IntPrjfolder\Network Data.IntPrjfolder\Areas.IntArea\TAMBAK.ElmArea | Network Model.IntPrjfolder\Network Data.IntPrjfolder\Main Grid.ElmNet\Bus101.ElmTerm | Network Model.IntPrjfolder\Network Data.IntPrjfolder\Main Grid.ElmNet\Bus101.ElmTerm | 0 | 0 | Network Model.IntPrjfolder\Network Data.IntPrjfolder\Main Grid.ElmNet | Network Model.IntPrjfolder\Network Data.IntPrjfolder\Main Grid.ElmNet | 0 | 0 | 0 | 9999 | 0 | MAN | 0 | 0 | 0 | 0 | 0 | 1 | 0 | 0 | 0 | 0 | 1746599850 | 0 | 0 | 0 | 0 | 1 | 1 | 0 | 0 | 0 | 0 | 0 | 0 | 1 | 1 | 0 | 0 | 0 | 0 | 0 | 0 | 0 | 0 | 0 | 1 | 0 | 0 | 0 | 0 | 0 | 0 | 0 | 0 | 0 | V | 0.0046188 | 0.0046188 | 0.23094 | 0.23094 | 0.0046188 | 0.23094 | 0 | 1 | 0 | 0 | 0 | 0 | 0 | [0.0, 0.0] | 1 | 0 | 0 | 1 | 0 | 1 | 1 | 0 | 0 | 0 | 0 | 0 | 1 | 1 | 0.1 | 0.1 | 0.1 | 0.1 | 1 | 1 | 1 | 1 | 0 | 0 | 0 | 0 | 0 | 100 | [[]] | 0 | 0 | 0 | -3 | 0 | 4906695 | 0 | 0 | 0 | 0 | 0 | 0.01 | 4905050 | 0 | 0 | 0 | 0 | 0 | 0 | 0 | 0 | 0 | 10 | 10 | 0 | 0 | 0 | 0 | 0 | 0 | 0 | 0 | 1 | 1 | 0.16 | 0 | 0 | 0.5 | 0.5 | 4294967294 | 0 | 0 | 0 | 0 | 1 | 0.99 | 1.01 | 2 | 2 | 25 | 25
0077 | Network Model.IntPrjfolder\Network Data.IntPrjfolder\Main Grid.ElmNet\0077.ElmTr2 | 0 | Library.IntPrjfolder\Equipment Type Library.IntPrjfolder\LT 20kV/0.4kV 100 kVA.TypTr2 | Network Model.IntPrjfolder\Network Data.IntPrjfolder\Main Grid.ElmNet | Network Model.IntPrjfolder\Network Data.IntPrjfolder\Main Grid.ElmNet\Bus105.ElmTerm\Cub_4.StaCubic | Network Model.IntPrjfolder\Network Data.IntPrjfolder\Main Grid.ElmNet\Bus104.ElmTerm\Cub_1.StaCubic | 1 | -2 | 0 | 0 | 0 | 1 | 0.99 | 1.01 | V | 0 | 0 | 0 | 0 | 0 | 0 | 0 | 1 | 0.1 | 0 | 0 | 1 | 1 | 1 | 1746369394 | 0 | 100 | 0 | 0 | 0 | 0 | 0 | 0 | 0 | 0 | 0 | 1 | 1 | 0 | 0077 | 0 | 0 | 0 | 0 | 0 | 0 | 0 | 1 | 0 | 0 | 0 | 0 | 0 | 0 | 100 | [[]] | 1970-01-01T00:00:00Z | 0 | 1 | 0.9 | Network Model.IntPrjfolder\Network Data.IntPrjfolder\Areas.IntArea\TAMBAK.ElmArea | Network Model.IntPrjfolder\Network Data.IntPrjfolder\Main Grid.ElmNet\Bus105.ElmTerm | Network Model.IntPrjfolder\Network Data.IntPrjfolder\Main Grid.ElmNet\Bus105.ElmTerm | 0 | 0 | Network Model.IntPrjfolder\Network Data.IntPrjfolder\Main Grid.ElmNet | Network Model.IntPrjfolder\Network Data.IntPrjfolder\Main Grid.ElmNet | 0 | 0 | 0 | 9999 | 0 | MAN | 0 | 0 | 0 | 0 | 0 | 1 | 0 | 0 | 0 | 0 | 1746599850 | 0 | 0 | 0 | 0 | 1 | 1 | 0 | 0 | 0 | 0 | 0 | 0 | 1 | 1 | 0 | 0 | 0 | 0 | 0 | 0 | 0 | 0 | 0 | 1 | 0 | 0 | 0 | 0 | 0 | 0 | 0 | 0 | 0 | V | 0.0028868 | 0.0028868 | 0.14434 | 0.14434 | 0.0028868 | 0.14434 | 0 | 1 | 0 | 0 | 0 | 0 | 0 | [0.0, 0.0] | 1 | 0 | 0 | 1 | 0 | 1 | 1 | 0 | 0 | 0 | 0 | 0 | 1 | 1 | 0.1 | 0.1 | 0.1 | 0.1 | 1 | 1 | 1 | 1 | 0 | 0 | 0 | 0 | 0 | 100 | [[]] | 0 | 0 | 0 | -2 | 0 | 4906769 | 0 | 0 | 0 | 0 | 0 | 0.01 | 4905050 | 0 | 0 | 0 | 0 | 0 | 0 | 0 | 0 | 0 | 10 | 10 | 0 | 0 | 0 | 0 | 0 | 0 | 0 | 0 | 1 | 1 | 0.1 | 0 | 0 | 0.5 | 0.5 | 4294967294 | 0 | 0 | 0 | 0 | 1 | 0.99 | 1.01 | 2 | 2 | 40 | 40
0082 | Network Model.IntPrjfolder\Network Data.IntPrjfolder\Main Grid.ElmNet\0082.ElmTr2 | 0 | Library.IntPrjfolder\Equipment Type Library.IntPrjfolder\LT 20kV/0.4kV 25 kVA.TypTr2 | Network Model.IntPrjfolder\Network Data.IntPrjfolder\Main Grid.ElmNet | Network Model.IntPrjfolder\Network Data.IntPrjfolder\Main Grid.ElmNet\Terminal(17).ElmTerm\Cub_2.StaCubic | Network Model.IntPrjfolder\Network Data.IntPrjfolder\Main Grid.ElmNet\Bus272.ElmTerm\Cub_1.StaCubic | 1 | -2 | 0 | 0 | 0 | 1 | 0.99 | 1.01 | V | 0 | 0 | 0 | 0 | 0 | 0 | 0 | 1 | 0.025 | 0 | 0 | 1 | 1 | 1 | 1746369396 | 0 | 100 | 0 | 0 | 0 | 0 | 0 | 0 | 0 | 0 | 0 | 1 | 1 | 0 | 0082 | 0 | 0 | 0 | 0 | 0 | 0 | 0 | 1 | 0 | 0 | 0 | 0 | 0 | 0 | 100 | [[]] | 1970-01-01T00:00:00Z | 0 | 1 | 0.9 | Network Model.IntPrjfolder\Network Data.IntPrjfolder\Areas.IntArea\TAMBAK.ElmArea | Network Model.IntPrjfolder\Network Data.IntPrjfolder\Main Grid.ElmNet\Bus105.ElmTerm | Network Model.IntPrjfolder\Network Data.IntPrjfolder\Main Grid.ElmNet\Bus105.ElmTerm | 0 | 0 | Network Model.IntPrjfolder\Network Data.IntPrjfolder\Main Grid.ElmNet | Network Model.IntPrjfolder\Network Data.IntPrjfolder\Main Grid.ElmNet | 0 | 0 | 0 | 9999 | 0 | MAN | 0 | 0 | 0 | 0 | 0 | 1 | 0 | 0 | 0 | 0 | 1746599850 | 0 | 0 | 0 | 0 | 1 | 1 | 0 | 0 | 0 | 0 | 0 | 0 | 1 | 1 | 0 | 0 | 0 | 0 | 0 | 0 | 0 | 0 | 0 | 1 | 0 | 0 | 0 | 0 | 0 | 0 | 0 | 0 | 0 | V | 0.00072169 | 0.00072169 | 0.036084 | 0.036084 | 0.00072169 | 0.036084 | 0 | 1 | 0 | 0 | 0 | 0 | 0 | [0.0, 0.0] | 1 | 0 | 0 | 1 | 0 | 1 | 1 | 0 | 0 | 0 | 0 | 0 | 1 | 1 | 0.1 | 0.1 | 0.1 | 0.1 | 1 | 1 | 1 | 1 | 0 | 0 | 0 | 0 | 0 | 100 | [[]] | 0 | 0 | 0 | -2 | 0 | 4906776 | 0 | 0 | 0 | 0 | 0 | 0.01 | 4905050 | 0 | 0 | 0 | 0 | 0 | 0 | 0 | 0 | 0 | 10 | 10 | 0 | 0 | 0 | 0 | 0 | 0 | 0 | 0 | 1 | 1 | 0.025 | 0 | 0 | 0.5 | 0.5 | 4294967294 | 0 | 0 | 0 | 0 | 1 | 0.99 | 1.01 | 2 | 2 | 160 | 160
0048 | Network Model.IntPrjfolder\Network Data.IntPrjfolder\Main Grid.ElmNet\0048.ElmTr2 | 0 | Library.IntPrjfolder\Equipment Type Library.IntPrjfolder\LT 20kV/0.4kV 50 kVA.TypTr2 | Network Model.IntPrjfolder\Network Data.IntPrjfolder\Main Grid.ElmNet | Network Model.IntPrjfolder\Network Data.IntPrjfolder\Main Grid.ElmNet\Bus276.ElmTerm\Cub_3.StaCubic | Network Model.IntPrjfolder\Network Data.IntPrjfolder\Main Grid.ElmNet\Bus275.ElmTerm\Cub_1.StaCubic | 1 | -2 | 0 | 0 | 0 | 1 | 0.99 | 1.01 | V | 0 | 0 | 0 | 0 | 0 | 0 | 0 | 1 | 0.05 | 0 | 0 | 1 | 1 | 1 | 1746369398 | 0 | 100 | 0 | 0 | 0 | 0 | 0 | 0 | 0 | 0 | 0 | 1 | 1 | 0 | 0048 | 0 | 0 | 0 | 0 | 0 | 0 | 0 | 1 | 0 | 0 | 0 | 0 | 0 | 0 | 100 | [[]] | 1970-01-01T00:00:00Z | 0 | 1 | 0.9 | Network Model.IntPrjfolder\Network Data.IntPrjfolder\Areas.IntArea\TAMBAK.ElmArea | Network Model.IntPrjfolder\Network Data.IntPrjfolder\Main Grid.ElmNet\Bus276.ElmTerm | Network Model.IntPrjfolder\Network Data.IntPrjfolder\Main Grid.ElmNet\Bus276.ElmTerm | 0 | 0 | Network Model.IntPrjfolder\Network Data.IntPrjfolder\Main Grid.ElmNet | Network Model.IntPrjfolder\Network Data.IntPrjfolder\Main Grid.ElmNet | 0 | 0 | 0 | 9999 | 0 | MAN | 0 | 0 | 0 | 0 | 0 | 1 | 0 | 0 | 0 | 0 | 1746599850 | 0 | 0 | 0 | 0 | 1 | 1 | 0 | 0 | 0 | 0 | 0 | 0 | 1 | 1 | 0 | 0 | 0 | 0 | 0 | 0 | 0 | 0 | 0 | 1 | 0 | 0 | 0 | 0 | 0 | 0 | 0 | 0 | 0 | V | 0.0014434 | 0.0014434 | 0.072169 | 0.072169 | 0.0014434 | 0.072169 | 0 | 1 | 0 | 0 | 0 | 0 | 0 | [0.0, 0.0] | 1 | 0 | 0 | 1 | 0 | 1 | 1 | 0 | 0 | 0 | 0 | 0 | 1 | 1 | 0.1 | 0.1 | 0.1 | 0.1 | 1 | 1 | 1 | 1 | 0 | 0 | 0 | 0 | 0 | 100 | [[]] | 0 | 0 | 0 | -2 | 0 | 4906782 | 0 | 0 | 0 | 0 | 0 | 0.01 | 4905050 | 0 | 0 | 0 | 0 | 0 | 0 | 0 | 0 | 0 | 10 | 10 | 0 | 0 | 0 | 0 | 0 | 0 | 0 | 0 | 1 | 1 | 0.05 | 0 | 0 | 0.5 | 0.5 | 4294967294 | 0 | 0 | 0 | 0 | 1 | 0.99 | 1.01 | 2 | 2 | 80 | 80
0097 | Network Model.IntPrjfolder\Network Data.IntPrjfolder\Main Grid.ElmNet\0097.ElmTr2 | 0 | Library.IntPrjfolder\Equipment Type Library.IntPrjfolder\LT 20kV/0.4kV 100 kVA.TypTr2 | Network Model.IntPrjfolder\Network Data.IntPrjfolder\Main Grid.ElmNet | Network Model.IntPrjfolder\Network Data.IntPrjfolder\Main Grid.ElmNet\Bus279.ElmTerm\Cub_2.StaCubic | Network Model.IntPrjfolder\Network Data.IntPrjfolder\Main Grid.ElmNet\Bus278.ElmTerm\Cub_1.StaCubic | 1 | -2 | 0 | 0 | 0 | 1 | 0.99 | 1.01 | V | 0 | 0 | 0 | 0 | 0 | 0 | 0 | 1 | 0.1 | 0 | 0 | 1 | 1 | 1 | 1746369400 | 0 | 100 | 0 | 0 | 0 | 0 | 0 | 0 | 0 | 0 | 0 | 1 | 1 | 0 | 0097 | 0 | 0 | 0 | 0 | 0 | 0 | 0 | 1 | 0 | 0 | 0 | 0 | 0 | 0 | 100 | [[]] | 1970-01-01T00:00:00Z | 0 | 1 | 0.9 | Network Model.IntPrjfolder\Network Data.IntPrjfolder\Areas.IntArea\TAMBAK.ElmArea | Network Model.IntPrjfolder\Network Data.IntPrjfolder\Main Grid.ElmNet\Bus276.ElmTerm | Network Model.IntPrjfolder\Network Data.IntPrjfolder\Main Grid.ElmNet\Bus276.ElmTerm | 0 | 0 | Network Model.IntPrjfolder\Network Data.IntPrjfolder\Main Grid.ElmNet | Network Model.IntPrjfolder\Network Data.IntPrjfolder\Main Grid.ElmNet | 0 | 0 | 0 | 9999 | 0 | MAN | 0 | 0 | 0 | 0 | 0 | 1 | 0 | 0 | 0 | 0 | 1746599850 | 0 | 0 | 0 | 0 | 1 | 1 | 0 | 0 | 0 | 0 | 0 | 0 | 1 | 1 | 0 | 0 | 0 | 0 | 0 | 0 | 0 | 0 | 0 | 1 | 0 | 0 | 0 | 0 | 0 | 0 | 0 | 0 | 0 | V | 0.0028868 | 0.0028868 | 0.14434 | 0.14434 | 0.0028868 | 0.14434 | 0 | 1 | 0 | 0 | 0 | 0 | 0 | [0.0, 0.0] | 1 | 0 | 0 | 1 | 0 | 1 | 1 | 0 | 0 | 0 | 0 | 0 | 1 | 1 | 0.1 | 0.1 | 0.1 | 0.1 | 1 | 1 | 1 | 1 | 0 | 0 | 0 | 0 | 0 | 100 | [[]] | 0 | 0 | 0 | -2 | 0 | 4906789 | 0 | 0 | 0 | 0 | 0 | 0.01 | 4905050 | 0 | 0 | 0 | 0 | 0 | 0 | 0 | 0 | 0 | 10 | 10 | 0 | 0 | 0 | 0 | 0 | 0 | 0 | 0 | 1 | 1 | 0.1 | 0 | 0 | 0.5 | 0.5 | 4294967294 | 0 | 0 | 0 | 0 | 1 | 0.99 | 1.01 | 2 | 2 | 40 | 40
0049 | Network Model.IntPrjfolder\Network Data.IntPrjfolder\Main Grid.ElmNet\0049.ElmTr2 | 0 | Library.IntPrjfolder\Equipment Type Library.IntPrjfolder\LT 20kV/0.4kV 100 kVA.TypTr2 | Network Model.IntPrjfolder\Network Data.IntPrjfolder\Main Grid.ElmNet | Network Model.IntPrjfolder\Network Data.IntPrjfolder\Main Grid.ElmNet\Bus103.ElmTerm\Cub_2.StaCubic | Network Model.IntPrjfolder\Network Data.IntPrjfolder\Main Grid.ElmNet\Bus102.ElmTerm\Cub_1.StaCubic | 1 | -2 | 0 | 0 | 0 | 1 | 0.99 | 1.01 | V | 0 | 0 | 0 | 0 | 0 | 0 | 0 | 1 | 0.1 | 0 | 0 | 1 | 1 | 1 | 1746369594 | 0 | 100 | 0 | 0 | 0 | 0 | 0 | 0 | 0 | 0 | 0 | 1 | 1 | 0 | 0049 | 0 | 0 | 0 | 0 | 0 | 0 | 0 | 1 | 0 | 0 | 0 | 0 | 0 | 0 | 100 | [[]] | 1970-01-01T00:00:00Z | 0 | 1 | 0.9 | Network Model.IntPrjfolder\Network Data.IntPrjfolder\Areas.IntArea\TAMBAK.ElmArea | Network Model.IntPrjfolder\Network Data.IntPrjfolder\Main Grid.ElmNet\Bus103.ElmTerm | Network Model.IntPrjfolder\Network Data.IntPrjfolder\Main Grid.ElmNet\Bus103.ElmTerm | 0 | 0 | Network Model.IntPrjfolder\Network Data.IntPrjfolder\Main Grid.ElmNet | Network Model.IntPrjfolder\Network Data.IntPrjfolder\Main Grid.ElmNet | 0 | 0 | 0 | 9999 | 0 | MAN | 0 | 0 | 0 | 0 | 0 | 1 | 0 | 0 | 0 | 0 | 1746599850 | 0 | 0 | 0 | 0 | 1 | 1 | 0 | 0 | 0 | 0 | 0 | 0 | 1 | 1 | 0 | 0 | 0 | 0 | 0 | 0 | 0 | 0 | 0 | 1 | 0 | 0 | 0 | 0 | 0 | 0 | 0 | 0 | 0 | V | 0.0028868 | 0.0028868 | 0.14434 | 0.14434 | 0.0028868 | 0.14434 | 0 | 1 | 0 | 0 | 0 | 0 | 0 | [0.0, 0.0] | 1 | 0 | 0 | 1 | 0 | 1 | 1 | 0 | 0 | 0 | 0 | 0 | 1 | 1 | 0.1 | 0.1 | 0.1 | 0.1 | 1 | 1 | 1 | 1 | 0 | 0 | 0 | 0 | 0 | 100 | [[]] | 0 | 0 | 0 | -2 | 0 | 4906832 | 0 | 0 | 0 | 0 | 0 | 0.01 | 4905050 | 0 | 0 | 0 | 0 | 0 | 0 | 0 | 0 | 0 | 10 | 10 | 0 | 0 | 0 | 0 | 0 | 0 | 0 | 0 | 1 | 1 | 0.1 | 0 | 0 | 0.5 | 0.5 | 4294967294 | 0 | 0 | 0 | 0 | 1 | 0.99 | 1.01 | 2 | 2 | 40 | 40
0050 | Network Model.IntPrjfolder\Network Data.IntPrjfolder\Main Grid.ElmNet\0050.ElmTr2 | 0 | Library.IntPrjfolder\Equipment Type Library.IntPrjfolder\LT 20kV/0.4kV 100 kVA.TypTr2 | Network Model.IntPrjfolder\Network Data.IntPrjfolder\Main Grid.ElmNet | Network Model.IntPrjfolder\Network Data.IntPrjfolder\Main Grid.ElmNet\Bus107.ElmTerm\Cub_2.StaCubic | Network Model.IntPrjfolder\Network Data.IntPrjfolder\Main Grid.ElmNet\Bus106.ElmTerm\Cub_1.StaCubic | 1 | -2 | 0 | 0 | 0 | 1 | 0.99 | 1.01 | V | 0 | 0 | 0 | 0 | 0 | 0 | 0 | 1 | 0.1 | 0 | 0 | 1 | 1 | 1 | 1746369791 | 0 | 100 | 0 | 0 | 0 | 0 | 0 | 0 | 0 | 0 | 0 | 1 | 1 | 0 | 0050 | 0 | 0 | 0 | 0 | 0 | 0 | 0 | 1 | 0 | 0 | 0 | 0 | 0 | 0 | 100 | [[]] | 1970-01-01T00:00:00Z | 0 | 1 | 0.9 | Network Model.IntPrjfolder\Network Data.IntPrjfolder\Areas.IntArea\TAMBAK.ElmArea | Network Model.IntPrjfolder\Network Data.IntPrjfolder\Main Grid.ElmNet\Bus107.ElmTerm | Network Model.IntPrjfolder\Network Data.IntPrjfolder\Main Grid.ElmNet\Bus107.ElmTerm | 0 | 0 | Network Model.IntPrjfolder\Network Data.IntPrjfolder\Main Grid.ElmNet | Network Model.IntPrjfolder\Network Data.IntPrjfolder\Main Grid.ElmNet | 0 | 0 | 0 | 9999 | 0 | MAN | 0 | 0 | 0 | 0 | 0 | 1 | 0 | 0 | 0 | 0 | 1746599850 | 0 | 0 | 0 | 0 | 1 | 1 | 0 | 0 | 0 | 0 | 0 | 0 | 1 | 1 | 0 | 0 | 0 | 0 | 0 | 0 | 0 | 0 | 0 | 1 | 0 | 0 | 0 | 0 | 0 | 0 | 0 | 0 | 0 | V | 0.0028868 | 0.0028868 | 0.14434 | 0.14434 | 0.0028868 | 0.14434 | 0 | 1 | 0 | 0 | 0 | 0 | 0 | [0.0, 0.0] | 1 | 0 | 0 | 1 | 0 | 1 | 1 | 0 | 0 | 0 | 0 | 0 | 1 | 1 | 0.1 | 0.1 | 0.1 | 0.1 | 1 | 1 | 1 | 1 | 0 | 0 | 0 | 0 | 0 | 100 | [[]] | 0 | 0 | 0 | -2 | 0 | 4906877 | 0 | 0 | 0 | 0 | 0 | 0.01 | 4905050 | 0 | 0 | 0 | 0 | 0 | 0 | 0 | 0 | 0 | 10 | 10 | 0 | 0 | 0 | 0 | 0 | 0 | 0 | 0 | 1 | 1 | 0.1 | 0 | 0 | 0.5 | 0.5 | 4294967294 | 0 | 0 | 0 | 0 | 1 | 0.99 | 1.01 | 2 | 2 | 40 | 40
0051 | Network Model.IntPrjfolder\Network Data.IntPrjfolder\Main Grid.ElmNet\0051.ElmTr2 | 0 | Library.IntPrjfolder\Equipment Type Library.IntPrjfolder\LT 20kV/0.4kV 100 kVA.TypTr2 | Network Model.IntPrjfolder\Network Data.IntPrjfolder\Main Grid.ElmNet | Network Model.IntPrjfolder\Network Data.IntPrjfolder\Main Grid.ElmNet\Bus110.ElmTerm\Cub_2.StaCubic | Network Model.IntPrjfolder\Network Data.IntPrjfolder\Main Grid.ElmNet\Bus109.ElmTerm\Cub_1.StaCubic | 1 | -3 | 0 | 0 | 0 | 1 | 0.99 | 1.01 | V | 0 | 0 | 0 | 0 | 0 | 0 | 0 | 1 | 0.1 | 0 | 0 | 1 | 1 | 1 | 1746370030 | 0 | 100 | 0 | 0 | 0 | 0 | 0 | 0 | 0 | 0 | 0 | 1 | 1 | 0 | 0051 | 0 | 0 | 0 | 0 | 0 | 0 | 0 | 1 | 0 | 0 | 0 | 0 | 0 | 0 | 100 | [[]] | 1970-01-01T00:00:00Z | 0 | 1 | 0.9 | Network Model.IntPrjfolder\Network Data.IntPrjfolder\Areas.IntArea\TAMBAK.ElmArea | Network Model.IntPrjfolder\Network Data.IntPrjfolder\Main Grid.ElmNet\Bus110.ElmTerm | Network Model.IntPrjfolder\Network Data.IntPrjfolder\Main Grid.ElmNet\Bus110.ElmTerm | 0 | 0 | Network Model.IntPrjfolder\Network Data.IntPrjfolder\Main Grid.ElmNet | Network Model.IntPrjfolder\Network Data.IntPrjfolder\Main Grid.ElmNet | 0 | 0 | 0 | 9999 | 0 | MAN | 0 | 0 | 0 | 0 | 0 | 1 | 0 | 0 | 0 | 0 | 1746599861 | 0 | 0 | 0 | 0 | 1 | 1 | 0 | 0 | 0 | 0 | 0 | 0 | 1 | 1 | 0 | 0 | 0 | 0 | 0 | 0 | 0 | 0 | 0 | 1 | 0 | 0 | 0 | 0 | 0 | 0 | 0 | 0 | 0 | V | 0.0028868 | 0.0028868 | 0.14434 | 0.14434 | 0.0028868 | 0.14434 | 0 | 1 | 0 | 0 | 0 | 0 | 0 | [0.0, 0.0] | 1 | 0 | 0 | 1 | 0 | 1 | 1 | 0 | 0 | 0 | 0 | 0 | 1 | 1 | 0.1 | 0.1 | 0.1 | 0.1 | 1 | 1 | 1 | 1 | 0 | 0 | 0 | 0 | 0 | 100 | [[]] | 0 | 0 | 0 | -3 | 0 | 4906903 | 0 | 0 | 0 | 0 | 0 | 0.01 | 4905050 | 0 | 0 | 0 | 0 | 0 | 0 | 0 | 0 | 0 | 10 | 10 | 0 | 0 | 0 | 0 | 0 | 0 | 0 | 0 | 1 | 1 | 0.1 | 0 | 0 | 0.5 | 0.5 | 4294967294 | 0 | 0 | 0 | 0 | 1 | 0.99 | 1.01 | 2 | 2 | 40 | 40
0081 | Network Model.IntPrjfolder\Network Data.IntPrjfolder\Main Grid.ElmNet\0081.ElmTr2 | 0 | Library.IntPrjfolder\Equipment Type Library.IntPrjfolder\LT 20kV/0.4kV 100 kVA.TypTr2 | Network Model.IntPrjfolder\Network Data.IntPrjfolder\Main Grid.ElmNet | Network Model.IntPrjfolder\Network Data.IntPrjfolder\Main Grid.ElmNet\Bus280.ElmTerm\Cub_2.StaCubic | Network Model.IntPrjfolder\Network Data.IntPrjfolder\Main Grid.ElmNet\Bus111.ElmTerm\Cub_1.StaCubic | 1 | -3 | 0 | 0 | 0 | 1 | 0.99 | 1.01 | V | 0 | 0 | 0 | 0 | 0 | 0 | 0 | 1 | 0.1 | 0 | 0 | 1 | 1 | 1 | 1746370150 | 0 | 100 | 0 | 0 | 0 | 0 | 0 | 0 | 0 | 0 | 0 | 1 | 1 | 0 | 0081 | 0 | 0 | 0 | 0 | 0 | 0 | 0 | 1 | 0 | 0 | 0 | 0 | 0 | 0 | 100 | [[]] | 1970-01-01T00:00:00Z | 0 | 1 | 0.9 | Network Model.IntPrjfolder\Network Data.IntPrjfolder\Areas.IntArea\TAMBAK.ElmArea | Network Model.IntPrjfolder\Network Data.IntPrjfolder\Main Grid.ElmNet\Bus112.ElmTerm | Network Model.IntPrjfolder\Network Data.IntPrjfolder\Main Grid.ElmNet\Bus112.ElmTerm | 0 | 0 | Network Model.IntPrjfolder\Network Data.IntPrjfolder\Main Grid.ElmNet | Network Model.IntPrjfolder\Network Data.IntPrjfolder\Main Grid.ElmNet | 0 | 0 | 0 | 9999 | 0 | MAN | 0 | 0 | 0 | 0 | 0 | 1 | 0 | 0 | 0 | 0 | 1746599861 | 0 | 0 | 0 | 0 | 1 | 1 | 0 | 0 | 0 | 0 | 0 | 0 | 1 | 1 | 0 | 0 | 0 | 0 | 0 | 0 | 0 | 0 | 0 | 1 | 0 | 0 | 0 | 0 | 0 | 0 | 0 | 0 | 0 | V | 0.0028868 | 0.0028868 | 0.14434 | 0.14434 | 0.0028868 | 0.14434 | 0 | 1 | 0 | 0 | 0 | 0 | 0 | [0.0, 0.0] | 1 | 0 | 0 | 1 | 0 | 1 | 1 | 0 | 0 | 0 | 0 | 0 | 1 | 1 | 0.1 | 0.1 | 0.1 | 0.1 | 1 | 1 | 1 | 1 | 0 | 0 | 0 | 0 | 0 | 100 | [[]] | 0 | 0 | 0 | -3 | 0 | 4906939 | 0 | 0 | 0 | 0 | 0 | 0.01 | 4905050 | 0 | 0 | 0 | 0 | 0 | 0 | 0 | 0 | 0 | 10 | 10 | 0 | 0 | 0 | 0 | 0 | 0 | 0 | 0 | 1 | 1 | 0.1 | 0 | 0 | 0.5 | 0.5 | 4294967294 | 0 | 0 | 0 | 0 | 1 | 0.99 | 1.01 | 2 | 2 | 40 | 40
0086 | Network Model.IntPrjfolder\Network Data.IntPrjfolder\Main Grid.ElmNet\0086.ElmTr2 | 0 | Library.IntPrjfolder\Equipment Type Library.IntPrjfolder\LT 20kV/0.4kV 100 kVA.TypTr2 | Network Model.IntPrjfolder\Network Data.IntPrjfolder\Main Grid.ElmNet | Network Model.IntPrjfolder\Network Data.IntPrjfolder\Main Grid.ElmNet\Bus284.ElmTerm\Cub_1.StaCubic | Network Model.IntPrjfolder\Network Data.IntPrjfolder\Main Grid.ElmNet\Bus283.ElmTerm\Cub_1.StaCubic | 1 | -3 | 0 | 0 | 0 | 1 | 0.99 | 1.01 | V | 0 | 0 | 0 | 0 | 0 | 0 | 0 | 1 | 0.1 | 0 | 0 | 1 | 1 | 1 | 1746370245 | 0 | 100 | 0 | 0 | 0 | 0 | 0 | 0 | 0 | 0 | 0 | 1 | 1 | 0 | 0086 | 0 | 0 | 0 | 0 | 0 | 0 | 0 | 1 | 0 | 0 | 0 | 0 | 0 | 0 | 100 | [[]] | 1970-01-01T00:00:00Z | 0 | 1 | 0.9 | Network Model.IntPrjfolder\Network Data.IntPrjfolder\Areas.IntArea\TAMBAK.ElmArea | Network Model.IntPrjfolder\Network Data.IntPrjfolder\Main Grid.ElmNet\Bus284.ElmTerm | Network Model.IntPrjfolder\Network Data.IntPrjfolder\Main Grid.ElmNet\Bus284.ElmTerm | 0 | 0 | Network Model.IntPrjfolder\Network Data.IntPrjfolder\Main Grid.ElmNet | Network Model.IntPrjfolder\Network Data.IntPrjfolder\Main Grid.ElmNet | 0 | 0 | 0 | 9999 | 0 | MAN | 0 | 0 | 0 | 0 | 0 | 1 | 0 | 0 | 0 | 0 | 1746599861 | 0 | 0 | 0 | 0 | 1 | 1 | 0 | 0 | 0 | 0 | 0 | 0 | 1 | 1 | 0 | 0 | 0 | 0 | 0 | 0 | 0 | 0 | 0 | 1 | 0 | 0 | 0 | 0 | 0 | 0 | 0 | 0 | 0 | V | 0.0028868 | 0.0028868 | 0.14434 | 0.14434 | 0.0028868 | 0.14434 | 0 | 1 | 0 | 0 | 0 | 0 | 0 | [0.0, 0.0] | 1 | 0 | 0 | 1 | 0 | 1 | 1 | 0 | 0 | 0 | 0 | 0 | 1 | 1 | 0.1 | 0.1 | 0.1 | 0.1 | 1 | 1 | 1 | 1 | 0 | 0 | 0 | 0 | 0 | 100 | [[]] | 0 | 0 | 0 | -3 | 0 | 4906959 | 0 | 0 | 0 | 0 | 0 | 0.01 | 4905050 | 0 | 0 | 0 | 0 | 0 | 0 | 0 | 0 | 0 | 10 | 10 | 0 | 0 | 0 | 0 | 0 | 0 | 0 | 0 | 1 | 1 | 0.1 | 0 | 0 | 0.5 | 0.5 | 4294967294 | 0 | 0 | 0 | 0 | 1 | 0.99 | 1.01 | 2 | 2 | 40 | 40
0052 | Network Model.IntPrjfolder\Network Data.IntPrjfolder\Main Grid.ElmNet\0052.ElmTr2 | 0 | Library.IntPrjfolder\Equipment Type Library.IntPrjfolder\LT 20kV/0.4kV 100 kVA.TypTr2 | Network Model.IntPrjfolder\Network Data.IntPrjfolder\Main Grid.ElmNet | Network Model.IntPrjfolder\Network Data.IntPrjfolder\Main Grid.ElmNet\Bus286.ElmTerm\Cub_1.StaCubic | Network Model.IntPrjfolder\Network Data.IntPrjfolder\Main Grid.ElmNet\Bus285.ElmTerm\Cub_1.StaCubic | 1 | -3 | 0 | 0 | 0 | 1 | 0.99 | 1.01 | V | 0 | 0 | 0 | 0 | 0 | 0 | 0 | 1 | 0.1 | 0 | 0 | 1 | 1 | 1 | 1746370246 | 0 | 100 | 0 | 0 | 0 | 0 | 0 | 0 | 0 | 0 | 0 | 1 | 1 | 0 | 0052 | 0 | 0 | 0 | 0 | 0 | 0 | 0 | 1 | 0 | 0 | 0 | 0 | 0 | 0 | 100 | [[]] | 1970-01-01T00:00:00Z | 0 | 1 | 0.9 | Network Model.IntPrjfolder\Network Data.IntPrjfolder\Areas.IntArea\TAMBAK.ElmArea | Network Model.IntPrjfolder\Network Data.IntPrjfolder\Main Grid.ElmNet\Bus286.ElmTerm | Network Model.IntPrjfolder\Network Data.IntPrjfolder\Main Grid.ElmNet\Bus286.ElmTerm | 0 | 0 | Network Model.IntPrjfolder\Network Data.IntPrjfolder\Main Grid.ElmNet | Network Model.IntPrjfolder\Network Data.IntPrjfolder\Main Grid.ElmNet | 0 | 0 | 0 | 9999 | 0 | MAN | 0 | 0 | 0 | 0 | 0 | 1 | 0 | 0 | 0 | 0 | 1746599861 | 0 | 0 | 0 | 0 | 1 | 1 | 0 | 0 | 0 | 0 | 0 | 0 | 1 | 1 | 0 | 0 | 0 | 0 | 0 | 0 | 0 | 0 | 0 | 1 | 0 | 0 | 0 | 0 | 0 | 0 | 0 | 0 | 0 | V | 0.0028868 | 0.0028868 | 0.14434 | 0.14434 | 0.0028868 | 0.14434 | 0 | 1 | 0 | 0 | 0 | 0 | 0 | [0.0, 0.0] | 1 | 0 | 0 | 1 | 0 | 1 | 1 | 0 | 0 | 0 | 0 | 0 | 1 | 1 | 0.1 | 0.1 | 0.1 | 0.1 | 1 | 1 | 1 | 1 | 0 | 0 | 0 | 0 | 0 | 100 | [[]] | 0 | 0 | 0 | -3 | 0 | 4906966 | 0 | 0 | 0 | 0 | 0 | 0.01 | 4905050 | 0 | 0 | 0 | 0 | 0 | 0 | 0 | 0 | 0 | 10 | 10 | 0 | 0 | 0 | 0 | 0 | 0 | 0 | 0 | 1 | 1 | 0.1 | 0 | 0 | 0.5 | 0.5 | 4294967294 | 0 | 0 | 0 | 0 | 1 | 0.99 | 1.01 | 2 | 2 | 40 | 40
0053 | Network Model.IntPrjfolder\Network Data.IntPrjfolder\Main Grid.ElmNet\0053.ElmTr2 | 0 | Library.IntPrjfolder\Equipment Type Library.IntPrjfolder\LT 20kV/0.4kV 50 kVA.TypTr2 | Network Model.IntPrjfolder\Network Data.IntPrjfolder\Main Grid.ElmNet | Network Model.IntPrjfolder\Network Data.IntPrjfolder\Main Grid.ElmNet\Bus115.ElmTerm\Cub_2.StaCubic | Network Model.IntPrjfolder\Network Data.IntPrjfolder\Main Grid.ElmNet\Bus114.ElmTerm\Cub_1.StaCubic | 1 | -3 | 0 | 0 | 0 | 1 | 0.99 | 1.01 | V | 0 | 0 | 0 | 0 | 0 | 0 | 0 | 1 | 0.05 | 0 | 0 | 1 | 1 | 1 | 1746370571 | 0 | 100 | 0 | 0 | 0 | 0 | 0 | 0 | 0 | 0 | 0 | 1 | 1 | 0 | 0053 | 0 | 0 | 0 | 0 | 0 | 0 | 0 | 1 | 0 | 0 | 0 | 0 | 0 | 0 | 100 | [[]] | 1970-01-01T00:00:00Z | 0 | 1 | 0.9 | Network Model.IntPrjfolder\Network Data.IntPrjfolder\Areas.IntArea\TAMBAK.ElmArea | Network Model.IntPrjfolder\Network Data.IntPrjfolder\Main Grid.ElmNet\Bus115.ElmTerm | Network Model.IntPrjfolder\Network Data.IntPrjfolder\Main Grid.ElmNet\Bus115.ElmTerm | 0 | 0 | Network Model.IntPrjfolder\Network Data.IntPrjfolder\Main Grid.ElmNet | Network Model.IntPrjfolder\Network Data.IntPrjfolder\Main Grid.ElmNet | 0 | 0 | 0 | 9999 | 0 | MAN | 0 | 0 | 0 | 0 | 0 | 1 | 0 | 0 | 0 | 0 | 1746599861 | 0 | 0 | 0 | 0 | 1 | 1 | 0 | 0 | 0 | 0 | 0 | 0 | 1 | 1 | 0 | 0 | 0 | 0 | 0 | 0 | 0 | 0 | 0 | 1 | 0 | 0 | 0 | 0 | 0 | 0 | 0 | 0 | 0 | V | 0.0014434 | 0.0014434 | 0.072169 | 0.072169 | 0.0014434 | 0.072169 | 0 | 1 | 0 | 0 | 0 | 0 | 0 | [0.0, 0.0] | 1 | 0 | 0 | 1 | 0 | 1 | 1 | 0 | 0 | 0 | 0 | 0 | 1 | 1 | 0.1 | 0.1 | 0.1 | 0.1 | 1 | 1 | 1 | 1 | 0 | 0 | 0 | 0 | 0 | 100 | [[]] | 0 | 0 | 0 | -3 | 0 | 4907046 | 0 | 0 | 0 | 0 | 0 | 0.01 | 4905050 | 0 | 0 | 0 | 0 | 0 | 0 | 0 | 0 | 0 | 10 | 10 | 0 | 0 | 0 | 0 | 0 | 0 | 0 | 0 | 1 | 1 | 0.05 | 0 | 0 | 0.5 | 0.5 | 4294967294 | 0 | 0 | 0 | 0 | 1 | 0.99 | 1.01 | 2 | 2 | 80 | 80
0099 | Network Model.IntPrjfolder\Network Data.IntPrjfolder\Main Grid.ElmNet\0099.ElmTr2 | 0 | Library.IntPrjfolder\Equipment Type Library.IntPrjfolder\LT 20kV/0.4kV 100 kVA.TypTr2 | Network Model.IntPrjfolder\Network Data.IntPrjfolder\Main Grid.ElmNet | Network Model.IntPrjfolder\Network Data.IntPrjfolder\Main Grid.ElmNet\Bus119.ElmTerm\Cub_2.StaCubic | Network Model.IntPrjfolder\Network Data.IntPrjfolder\Main Grid.ElmNet\Bus118.ElmTerm\Cub_1.StaCubic | 1 | -3 | 0 | 0 | 0 | 1 | 0.99 | 1.01 | V | 0 | 0 | 0 | 0 | 0 | 0 | 0 | 1 | 0.1 | 0 | 0 | 1 | 1 | 1 | 1746370712 | 0 | 100 | 0 | 0 | 0 | 0 | 0 | 0 | 0 | 0 | 0 | 1 | 1 | 0 | 0099 | 0 | 0 | 0 | 0 | 0 | 0 | 0 | 1 | 0 | 0 | 0 | 0 | 0 | 0 | 100 | [[]] | 1970-01-01T00:00:00Z | 0 | 1 | 0.9 | Network Model.IntPrjfolder\Network Data.IntPrjfolder\Areas.IntArea\TAMBAK.ElmArea | Network Model.IntPrjfolder\Network Data.IntPrjfolder\Main Grid.ElmNet\Bus117.ElmTerm | Network Model.IntPrjfolder\Network Data.IntPrjfolder\Main Grid.ElmNet\Bus117.ElmTerm | 0 | 0 | Network Model.IntPrjfolder\Network Data.IntPrjfolder\Main Grid.ElmNet | Network Model.IntPrjfolder\Network Data.IntPrjfolder\Main Grid.ElmNet | 0 | 0 | 0 | 9999 | 0 | MAN | 0 | 0 | 0 | 0 | 0 | 1 | 0 | 0 | 0 | 0 | 1746599861 | 0 | 0 | 0 | 0 | 1 | 1 | 0 | 0 | 0 | 0 | 0 | 0 | 1 | 1 | 0 | 0 | 0 | 0 | 0 | 0 | 0 | 0 | 0 | 1 | 0 | 0 | 0 | 0 | 0 | 0 | 0 | 0 | 0 | V | 0.0028868 | 0.0028868 | 0.14434 | 0.14434 | 0.0028868 | 0.14434 | 0 | 1 | 0 | 0 | 0 | 0 | 0 | [0.0, 0.0] | 1 | 0 | 0 | 1 | 0 | 1 | 1 | 0 | 0 | 0 | 0 | 0 | 1 | 1 | 0.1 | 0.1 | 0.1 | 0.1 | 1 | 1 | 1 | 1 | 0 | 0 | 0 | 0 | 0 | 100 | [[]] | 0 | 0 | 0 | -3 | 0 | 4907082 | 0 | 0 | 0 | 0 | 0 | 0.01 | 4905050 | 0 | 0 | 0 | 0 | 0 | 0 | 0 | 0 | 0 | 10 | 10 | 0 | 0 | 0 | 0 | 0 | 0 | 0 | 0 | 1 | 1 | 0.1 | 0 | 0 | 0.5 | 0.5 | 4294967294 | 0 | 0 | 0 | 0 | 1 | 0.99 | 1.01 | 2 | 2 | 40 | 40
0054 | Network Model.IntPrjfolder\Network Data.IntPrjfolder\Main Grid.ElmNet\0054.ElmTr2 | 0 | Library.IntPrjfolder\Equipment Type Library.IntPrjfolder\LT 20kV/0.4kV 50 kVA.TypTr2 | Network Model.IntPrjfolder\Network Data.IntPrjfolder\Main Grid.ElmNet | Network Model.IntPrjfolder\Network Data.IntPrjfolder\Main Grid.ElmNet\Bus290.ElmTerm\Cub_2.StaCubic | Network Model.IntPrjfolder\Network Data.IntPrjfolder\Main Grid.ElmNet\Bus116.ElmTerm\Cub_2.StaCubic | 1 | -3 | 0 | 0 | 0 | 1 | 0.99 | 1.01 | V | 0 | 0 | 0 | 0 | 0 | 0 | 0 | 1 | 0.05 | 0 | 0 | 1 | 1 | 1 | 1746370826 | 0 | 100 | 0 | 0 | 0 | 0 | 0 | 0 | 0 | 0 | 0 | 1 | 1 | 0 | 0054 | 0 | 0 | 0 | 0 | 0 | 0 | 0 | 1 | 0 | 0 | 0 | 0 | 0 | 0 | 100 | [[]] | 1970-01-01T00:00:00Z | 0 | 1 | 0.9 | Network Model.IntPrjfolder\Network Data.IntPrjfolder\Areas.IntArea\TAMBAK.ElmArea | Network Model.IntPrjfolder\Network Data.IntPrjfolder\Main Grid.ElmNet\Bus117.ElmTerm | Network Model.IntPrjfolder\Network Data.IntPrjfolder\Main Grid.ElmNet\Bus117.ElmTerm | 0 | 0 | Network Model.IntPrjfolder\Network Data.IntPrjfolder\Main Grid.ElmNet | Network Model.IntPrjfolder\Network Data.IntPrjfolder\Main Grid.ElmNet | 0 | 0 | 0 | 9999 | 0 | MAN | 0 | 0 | 0 | 0 | 0 | 1 | 0 | 0 | 0 | 0 | 1746599861 | 0 | 0 | 0 | 0 | 1 | 1 | 0 | 0 | 0 | 0 | 0 | 0 | 1 | 1 | 0 | 0 | 0 | 0 | 0 | 0 | 0 | 0 | 0 | 1 | 0 | 0 | 0 | 0 | 0 | 0 | 0 | 0 | 0 | V | 0.0014434 | 0.0014434 | 0.072169 | 0.072169 | 0.0014434 | 0.072169 | 0 | 1 | 0 | 0 | 0 | 0 | 0 | [0.0, 0.0] | 1 | 0 | 0 | 1 | 0 | 1 | 1 | 0 | 0 | 0 | 0 | 0 | 1 | 1 | 0.1 | 0.1 | 0.1 | 0.1 | 1 | 1 | 1 | 1 | 0 | 0 | 0 | 0 | 0 | 100 | [[]] | 0 | 0 | 0 | -3 | 0 | 4907110 | 0 | 0 | 0 | 0 | 0 | 0.01 | 4905050 | 0 | 0 | 0 | 0 | 0 | 0 | 0 | 0 | 0 | 10 | 10 | 0 | 0 | 0 | 0 | 0 | 0 | 0 | 0 | 1 | 1 | 0.05 | 0 | 0 | 0.5 | 0.5 | 4294967294 | 0 | 0 | 0 | 0 | 1 | 0.99 | 1.01 | 2 | 2 | 80 | 80
0055 | Network Model.IntPrjfolder\Network Data.IntPrjfolder\Main Grid.ElmNet\0055.ElmTr2 | 0 | Library.IntPrjfolder\Equipment Type Library.IntPrjfolder\LT 20kV/0.4kV 50 kVA.TypTr2 | Network Model.IntPrjfolder\Network Data.IntPrjfolder\Main Grid.ElmNet | Network Model.IntPrjfolder\Network Data.IntPrjfolder\Main Grid.ElmNet\Bus121.ElmTerm\Cub_2.StaCubic | Network Model.IntPrjfolder\Network Data.IntPrjfolder\Main Grid.ElmNet\Bus291.ElmTerm\Cub_1.StaCubic | 1 | -3 | 0 | 0 | 0 | 1 | 0.99 | 1.01 | V | 0 | 0 | 0 | 0 | 0 | 0 | 0 | 1 | 0.05 | 0 | 0 | 1 | 1 | 1 | 1746370910 | 0 | 100 | 0 | 0 | 0 | 0 | 0 | 0 | 0 | 0 | 0 | 1 | 1 | 0 | 0055 | 0 | 0 | 0 | 0 | 0 | 0 | 0 | 1 | 0 | 0 | 0 | 0 | 0 | 0 | 100 | [[]] | 1970-01-01T00:00:00Z | 0 | 1 | 0.9 | Network Model.IntPrjfolder\Network Data.IntPrjfolder\Areas.IntArea\TAMBAK.ElmArea | Network Model.IntPrjfolder\Network Data.IntPrjfolder\Main Grid.ElmNet\Bus121.ElmTerm | Network Model.IntPrjfolder\Network Data.IntPrjfolder\Main Grid.ElmNet\Bus121.ElmTerm | 0 | 0 | Network Model.IntPrjfolder\Network Data.IntPrjfolder\Main Grid.ElmNet | Network Model.IntPrjfolder\Network Data.IntPrjfolder\Main Grid.ElmNet | 0 | 0 | 0 | 9999 | 0 | MAN | 0 | 0 | 0 | 0 | 0 | 1 | 0 | 0 | 0 | 0 | 1746599861 | 0 | 0 | 0 | 0 | 1 | 1 | 0 | 0 | 0 | 0 | 0 | 0 | 1 | 1 | 0 | 0 | 0 | 0 | 0 | 0 | 0 | 0 | 0 | 1 | 0 | 0 | 0 | 0 | 0 | 0 | 0 | 0 | 0 | V | 0.0014434 | 0.0014434 | 0.072169 | 0.072169 | 0.0014434 | 0.072169 | 0 | 1 | 0 | 0 | 0 | 0 | 0 | [0.0, 0.0] | 1 | 0 | 0 | 1 | 0 | 1 | 1 | 0 | 0 | 0 | 0 | 0 | 1 | 1 | 0.1 | 0.1 | 0.1 | 0.1 | 1 | 1 | 1 | 1 | 0 | 0 | 0 | 0 | 0 | 100 | [[]] | 0 | 0 | 0 | -3 | 0 | 4907131 | 0 | 0 | 0 | 0 | 0 | 0.01 | 4905050 | 0 | 0 | 0 | 0 | 0 | 0 | 0 | 0 | 0 | 10 | 10 | 0 | 0 | 0 | 0 | 0 | 0 | 0 | 0 | 1 | 1 | 0.05 | 0 | 0 | 0.5 | 0.5 | 4294967294 | 0 | 0 | 0 | 0 | 1 | 0.99 | 1.01 | 2 | 2 | 80 | 80
0057 | Network Model.IntPrjfolder\Network Data.IntPrjfolder\Main Grid.ElmNet\0057.ElmTr2 | 0 | Library.IntPrjfolder\Equipment Type Library.IntPrjfolder\LT 20kV/0.4kV 100 kVA.TypTr2 | Network Model.IntPrjfolder\Network Data.IntPrjfolder\Main Grid.ElmNet | Network Model.IntPrjfolder\Network Data.IntPrjfolder\Main Grid.ElmNet\Bus122.ElmTerm\Cub_2.StaCubic | Network Model.IntPrjfolder\Network Data.IntPrjfolder\Main Grid.ElmNet\Bus120.ElmTerm\Cub_1.StaCubic | 1 | -3 | 0 | 0 | 0 | 1 | 0.99 | 1.01 | V | 0 | 0 | 0 | 0 | 0 | 0 | 0 | 1 | 0.1 | 0 | 0 | 1 | 1 | 1 | 1746370974 | 0 | 100 | 0 | 0 | 0 | 0 | 0 | 0 | 0 | 0 | 0 | 1 | 1 | 0 | 0057 | 0 | 0 | 0 | 0 | 0 | 0 | 0 | 1 | 0 | 0 | 0 | 0 | 0 | 0 | 100 | [[]] | 1970-01-01T00:00:00Z | 0 | 1 | 0.9 | Network Model.IntPrjfolder\Network Data.IntPrjfolder\Areas.IntArea\TAMBAK.ElmArea | Network Model.IntPrjfolder\Network Data.IntPrjfolder\Main Grid.ElmNet\Bus122.ElmTerm | Network Model.IntPrjfolder\Network Data.IntPrjfolder\Main Grid.ElmNet\Bus122.ElmTerm | 0 | 0 | Network Model.IntPrjfolder\Network Data.IntPrjfolder\Main Grid.ElmNet | Network Model.IntPrjfolder\Network Data.IntPrjfolder\Main Grid.ElmNet | 0 | 0 | 0 | 9999 | 0 | MAN | 0 | 0 | 0 | 0 | 0 | 1 | 0 | 0 | 0 | 0 | 1746599861 | 0 | 0 | 0 | 0 | 1 | 1 | 0 | 0 | 0 | 0 | 0 | 0 | 1 | 1 | 0 | 0 | 0 | 0 | 0 | 0 | 0 | 0 | 0 | 1 | 0 | 0 | 0 | 0 | 0 | 0 | 0 | 0 | 0 | V | 0.0028868 | 0.0028868 | 0.14434 | 0.14434 | 0.0028868 | 0.14434 | 0 | 1 | 0 | 0 | 0 | 0 | 0 | [0.0, 0.0] | 1 | 0 | 0 | 1 | 0 | 1 | 1 | 0 | 0 | 0 | 0 | 0 | 1 | 1 | 0.1 | 0.1 | 0.1 | 0.1 | 1 | 1 | 1 | 1 | 0 | 0 | 0 | 0 | 0 | 100 | [[]] | 0 | 0 | 0 | -3 | 0 | 4907157 | 0 | 0 | 0 | 0 | 0 | 0.01 | 4905050 | 0 | 0 | 0 | 0 | 0 | 0 | 0 | 0 | 0 | 10 | 10 | 0 | 0 | 0 | 0 | 0 | 0 | 0 | 0 | 1 | 1 | 0.1 | 0 | 0 | 0.5 | 0.5 | 4294967294 | 0 | 0 | 0 | 0 | 1 | 0.99 | 1.01 | 2 | 2 | 40 | 40
0098 | Network Model.IntPrjfolder\Network Data.IntPrjfolder\Main Grid.ElmNet\0098.ElmTr2 | 0 | Library.IntPrjfolder\Equipment Type Library.IntPrjfolder\LT 20kV/0.4kV 100 kVA.TypTr2 | Network Model.IntPrjfolder\Network Data.IntPrjfolder\Main Grid.ElmNet | Network Model.IntPrjfolder\Network Data.IntPrjfolder\Main Grid.ElmNet\Bus298.ElmTerm\Cub_2.StaCubic | Network Model.IntPrjfolder\Network Data.IntPrjfolder\Main Grid.ElmNet\Bus297.ElmTerm\Cub_1.StaCubic | 1 | -3 | 0 | 0 | 0 | 1 | 0.99 | 1.01 | V | 0 | 0 | 0 | 0 | 0 | 0 | 0 | 1 | 0.1 | 0 | 0 | 1 | 1 | 1 | 1746371082 | 0 | 100 | 0 | 0 | 0 | 0 | 0 | 0 | 0 | 0 | 0 | 1 | 1 | 0 | 0098 | 0 | 0 | 0 | 0 | 0 | 0 | 0 | 1 | 0 | 0 | 0 | 0 | 0 | 0 | 100 | [[]] | 1970-01-01T00:00:00Z | 0 | 1 | 0.9 | Network Model.IntPrjfolder\Network Data.IntPrjfolder\Areas.IntArea\TAMBAK.ElmArea | Network Model.IntPrjfolder\Network Data.IntPrjfolder\Main Grid.ElmNet\Bus298.ElmTerm | Network Model.IntPrjfolder\Network Data.IntPrjfolder\Main Grid.ElmNet\Bus298.ElmTerm | 0 | 0 | Network Model.IntPrjfolder\Network Data.IntPrjfolder\Main Grid.ElmNet | Network Model.IntPrjfolder\Network Data.IntPrjfolder\Main Grid.ElmNet | 0 | 0 | 0 | 9999 | 0 | MAN | 0 | 0 | 0 | 0 | 0 | 1 | 0 | 0 | 0 | 0 | 1746599861 | 0 | 0 | 0 | 0 | 1 | 1 | 0 | 0 | 0 | 0 | 0 | 0 | 1 | 1 | 0 | 0 | 0 | 0 | 0 | 0 | 0 | 0 | 0 | 1 | 0 | 0 | 0 | 0 | 0 | 0 | 0 | 0 | 0 | V | 0.0028868 | 0.0028868 | 0.14434 | 0.14434 | 0.0028868 | 0.14434 | 0 | 1 | 0 | 0 | 0 | 0 | 0 | [0.0, 0.0] | 1 | 0 | 0 | 1 | 0 | 1 | 1 | 0 | 0 | 0 | 0 | 0 | 1 | 1 | 0.1 | 0.1 | 0.1 | 0.1 | 1 | 1 | 1 | 1 | 0 | 0 | 0 | 0 | 0 | 100 | [[]] | 0 | 0 | 0 | -3 | 0 | 4907196 | 0 | 0 | 0 | 0 | 0 | 0.01 | 4905050 | 0 | 0 | 0 | 0 | 0 | 0 | 0 | 0 | 0 | 10 | 10 | 0 | 0 | 0 | 0 | 0 | 0 | 0 | 0 | 1 | 1 | 0.1 | 0 | 0 | 0.5 | 0.5 | 4294967294 | 0 | 0 | 0 | 0 | 1 | 0.99 | 1.01 | 2 | 2 | 40 | 40
0056 | Network Model.IntPrjfolder\Network Data.IntPrjfolder\Main Grid.ElmNet\0056.ElmTr2 | 0 | Library.IntPrjfolder\Equipment Type Library.IntPrjfolder\LT 20kV/0.4kV 50 kVA.TypTr2 | Network Model.IntPrjfolder\Network Data.IntPrjfolder\Main Grid.ElmNet | Network Model.IntPrjfolder\Network Data.IntPrjfolder\Main Grid.ElmNet\Bus294.ElmTerm\Cub_3.StaCubic | Network Model.IntPrjfolder\Network Data.IntPrjfolder\Main Grid.ElmNet\Bus293.ElmTerm\Cub_1.StaCubic | 1 | -3 | 0 | 0 | 0 | 1 | 0.99 | 1.01 | V | 0 | 0 | 0 | 0 | 0 | 0 | 0 | 1 | 0.05 | 0 | 0 | 1 | 1 | 1 | 1746371084 | 0 | 100 | 0 | 0 | 0 | 0 | 0 | 0 | 0 | 0 | 0 | 1 | 1 | 0 | 0056 | 0 | 0 | 0 | 0 | 0 | 0 | 0 | 1 | 0 | 0 | 0 | 0 | 0 | 0 | 100 | [[]] | 1970-01-01T00:00:00Z | 0 | 1 | 0.9 | Network Model.IntPrjfolder\Network Data.IntPrjfolder\Areas.IntArea\TAMBAK.ElmArea | Network Model.IntPrjfolder\Network Data.IntPrjfolder\Main Grid.ElmNet\Bus294.ElmTerm | Network Model.IntPrjfolder\Network Data.IntPrjfolder\Main Grid.ElmNet\Bus294.ElmTerm | 0 | 0 | Network Model.IntPrjfolder\Network Data.IntPrjfolder\Main Grid.ElmNet | Network Model.IntPrjfolder\Network Data.IntPrjfolder\Main Grid.ElmNet | 0 | 0 | 0 | 9999 | 0 | MAN | 0 | 0 | 0 | 0 | 0 | 1 | 0 | 0 | 0 | 0 | 1746599861 | 0 | 0 | 0 | 0 | 1 | 1 | 0 | 0 | 0 | 0 | 0 | 0 | 1 | 1 | 0 | 0 | 0 | 0 | 0 | 0 | 0 | 0 | 0 | 1 | 0 | 0 | 0 | 0 | 0 | 0 | 0 | 0 | 0 | V | 0.0014434 | 0.0014434 | 0.072169 | 0.072169 | 0.0014434 | 0.072169 | 0 | 1 | 0 | 0 | 0 | 0 | 0 | [0.0, 0.0] | 1 | 0 | 0 | 1 | 0 | 1 | 1 | 0 | 0 | 0 | 0 | 0 | 1 | 1 | 0.1 | 0.1 | 0.1 | 0.1 | 1 | 1 | 1 | 1 | 0 | 0 | 0 | 0 | 0 | 100 | [[]] | 0 | 0 | 0 | -3 | 0 | 4907203 | 0 | 0 | 0 | 0 | 0 | 0.01 | 4905050 | 0 | 0 | 0 | 0 | 0 | 0 | 0 | 0 | 0 | 10 | 10 | 0 | 0 | 0 | 0 | 0 | 0 | 0 | 0 | 1 | 1 | 0.05 | 0 | 0 | 0.5 | 0.5 | 4294967294 | 0 | 0 | 0 | 0 | 1 | 0.99 | 1.01 | 2 | 2 | 80 | 80
0058 | Network Model.IntPrjfolder\Network Data.IntPrjfolder\Main Grid.ElmNet\0058.ElmTr2 | 0 | Library.IntPrjfolder\Equipment Type Library.IntPrjfolder\LT 20kV/0.4kV 100 kVA.TypTr2 | Network Model.IntPrjfolder\Network Data.IntPrjfolder\Main Grid.ElmNet | Network Model.IntPrjfolder\Network Data.IntPrjfolder\Main Grid.ElmNet\Bus124.ElmTerm\Cub_2.StaCubic | Network Model.IntPrjfolder\Network Data.IntPrjfolder\Main Grid.ElmNet\Bus123.ElmTerm\Cub_1.StaCubic | 1 | -3 | 0 | 0 | 0 | 1 | 0.99 | 1.01 | V | 0 | 0 | 0 | 0 | 0 | 0 | 0 | 1 | 0.1 | 0 | 0 | 1 | 1 | 1 | 1746371262 | 0 | 100 | 0 | 0 | 0 | 0 | 0 | 0 | 0 | 0 | 0 | 1 | 1 | 0 | 0058 | 0 | 0 | 0 | 0 | 0 | 0 | 0 | 1 | 0 | 0 | 0 | 0 | 0 | 0 | 100 | [[]] | 1970-01-01T00:00:00Z | 0 | 1 | 0.9 | Network Model.IntPrjfolder\Network Data.IntPrjfolder\Areas.IntArea\TAMBAK.ElmArea | Network Model.IntPrjfolder\Network Data.IntPrjfolder\Main Grid.ElmNet\Bus124.ElmTerm | Network Model.IntPrjfolder\Network Data.IntPrjfolder\Main Grid.ElmNet\Bus124.ElmTerm | 0 | 0 | Network Model.IntPrjfolder\Network Data.IntPrjfolder\Main Grid.ElmNet | Network Model.IntPrjfolder\Network Data.IntPrjfolder\Main Grid.ElmNet | 0 | 0 | 0 | 9999 | 0 | MAN | 0 | 0 | 0 | 0 | 0 | 1 | 0 | 0 | 0 | 0 | 1746599861 | 0 | 0 | 0 | 0 | 1 | 1 | 0 | 0 | 0 | 0 | 0 | 0 | 1 | 1 | 0 | 0 | 0 | 0 | 0 | 0 | 0 | 0 | 0 | 1 | 0 | 0 | 0 | 0 | 0 | 0 | 0 | 0 | 0 | V | 0.0028868 | 0.0028868 | 0.14434 | 0.14434 | 0.0028868 | 0.14434 | 0 | 1 | 0 | 0 | 0 | 0 | 0 | [0.0, 0.0] | 1 | 0 | 0 | 1 | 0 | 1 | 1 | 0 | 0 | 0 | 0 | 0 | 1 | 1 | 0.1 | 0.1 | 0.1 | 0.1 | 1 | 1 | 1 | 1 | 0 | 0 | 0 | 0 | 0 | 100 | [[]] | 0 | 0 | 0 | -3 | 0 | 4907253 | 0 | 0 | 0 | 0 | 0 | 0.01 | 4905050 | 0 | 0 | 0 | 0 | 0 | 0 | 0 | 0 | 0 | 10 | 10 | 0 | 0 | 0 | 0 | 0 | 0 | 0 | 0 | 1 | 1 | 0.1 | 0 | 0 | 0.5 | 0.5 | 4294967294 | 0 | 0 | 0 | 0 | 1 | 0.99 | 1.01 | 2 | 2 | 40 | 40
0059 | Network Model.IntPrjfolder\Network Data.IntPrjfolder\Main Grid.ElmNet\0059.ElmTr2 | 0 | Library.IntPrjfolder\Equipment Type Library.IntPrjfolder\LT 20kV/0.4kV 100 kVA.TypTr2 | Network Model.IntPrjfolder\Network Data.IntPrjfolder\Main Grid.ElmNet | Network Model.IntPrjfolder\Network Data.IntPrjfolder\Main Grid.ElmNet\Bus126.ElmTerm\Cub_2.StaCubic | Network Model.IntPrjfolder\Network Data.IntPrjfolder\Main Grid.ElmNet\Bus125.ElmTerm\Cub_1.StaCubic | 1 | -3 | 0 | 0 | 0 | 1 | 0.99 | 1.01 | V | 0 | 0 | 0 | 0 | 0 | 0 | 0 | 1 | 0.1 | 0 | 0 | 1 | 1 | 1 | 1746371391 | 0 | 100 | 0 | 0 | 0 | 0 | 0 | 0 | 0 | 0 | 0 | 1 | 1 | 0 | 0059 | 0 | 0 | 0 | 0 | 0 | 0 | 0 | 1 | 0 | 0 | 0 | 0 | 0 | 0 | 100 | [[]] | 1970-01-01T00:00:00Z | 0 | 1 | 0.9 | Network Model.IntPrjfolder\Network Data.IntPrjfolder\Areas.IntArea\TAMBAK.ElmArea | Network Model.IntPrjfolder\Network Data.IntPrjfolder\Main Grid.ElmNet\Bus126.ElmTerm | Network Model.IntPrjfolder\Network Data.IntPrjfolder\Main Grid.ElmNet\Bus126.ElmTerm | 0 | 0 | Network Model.IntPrjfolder\Network Data.IntPrjfolder\Main Grid.ElmNet | Network Model.IntPrjfolder\Network Data.IntPrjfolder\Main Grid.ElmNet | 0 | 0 | 0 | 9999 | 0 | MAN | 0 | 0 | 0 | 0 | 0 | 1 | 0 | 0 | 0 | 0 | 1746599861 | 0 | 0 | 0 | 0 | 1 | 1 | 0 | 0 | 0 | 0 | 0 | 0 | 1 | 1 | 0 | 0 | 0 | 0 | 0 | 0 | 0 | 0 | 0 | 1 | 0 | 0 | 0 | 0 | 0 | 0 | 0 | 0 | 0 | V | 0.0028868 | 0.0028868 | 0.14434 | 0.14434 | 0.0028868 | 0.14434 | 0 | 1 | 0 | 0 | 0 | 0 | 0 | [0.0, 0.0] | 1 | 0 | 0 | 1 | 0 | 1 | 1 | 0 | 0 | 0 | 0 | 0 | 1 | 1 | 0.1 | 0.1 | 0.1 | 0.1 | 1 | 1 | 1 | 1 | 0 | 0 | 0 | 0 | 0 | 100 | [[]] | 0 | 0 | 0 | -3 | 0 | 4907299 | 0 | 0 | 0 | 0 | 0 | 0.01 | 4905050 | 0 | 0 | 0 | 0 | 0 | 0 | 0 | 0 | 0 | 10 | 10 | 0 | 0 | 0 | 0 | 0 | 0 | 0 | 0 | 1 | 1 | 0.1 | 0 | 0 | 0.5 | 0.5 | 4294967294 | 0 | 0 | 0 | 0 | 1 | 0.99 | 1.01 | 2 | 2 | 40 | 40
0060 | Network Model.IntPrjfolder\Network Data.IntPrjfolder\Main Grid.ElmNet\0060.ElmTr2 | 0 | Library.IntPrjfolder\Equipment Type Library.IntPrjfolder\LT 20kV/0.4kV 315 kVA.TypTr2 | Network Model.IntPrjfolder\Network Data.IntPrjfolder\Main Grid.ElmNet | Network Model.IntPrjfolder\Network Data.IntPrjfolder\Main Grid.ElmNet\Bus128.ElmTerm\Cub_2.StaCubic | Network Model.IntPrjfolder\Network Data.IntPrjfolder\Main Grid.ElmNet\Bus127.ElmTerm\Cub_1.StaCubic | 1 | -3 | 0 | 0 | 0 | 1 | 0.99 | 1.01 | V | 0 | 0 | 0 | 0 | 0 | 0 | 0 | 1 | 0.315 | 0 | 0 | 1 | 1 | 1 | 1746371458 | 0 | 100 | 0 | 0 | 0 | 0 | 0 | 0 | 0 | 0 | 0 | 1 | 1 | 0 | 0060 | 0 | 0 | 0 | 0 | 0 | 0 | 0 | 1 | 0 | 0 | 0 | 0 | 0 | 0 | 100 | [[]] | 1970-01-01T00:00:00Z | 0 | 1 | 0.9 | Network Model.IntPrjfolder\Network Data.IntPrjfolder\Areas.IntArea\TAMBAK.ElmArea | Network Model.IntPrjfolder\Network Data.IntPrjfolder\Main Grid.ElmNet\Bus128.ElmTerm | Network Model.IntPrjfolder\Network Data.IntPrjfolder\Main Grid.ElmNet\Bus128.ElmTerm | 0 | 0 | Network Model.IntPrjfolder\Network Data.IntPrjfolder\Main Grid.ElmNet | Network Model.IntPrjfolder\Network Data.IntPrjfolder\Main Grid.ElmNet | 0 | 0 | 0 | 9999 | 0 | MAN | 0 | 0 | 0 | 0 | 0 | 1 | 0 | 0 | 0 | 0 | 1746599861 | 0 | 0 | 0 | 0 | 1 | 1 | 0 | 0 | 0 | 0 | 0 | 0 | 1 | 1 | 0 | 0 | 0 | 0 | 0 | 0 | 0 | 0 | 0 | 1 | 0 | 0 | 0 | 0 | 0 | 0 | 0 | 0 | 0 | V | 0.0090933 | 0.0090933 | 0.45466 | 0.45466 | 0.0090933 | 0.45466 | 0 | 1 | 0 | 0 | 0 | 0 | 0 | [0.0, 0.0] | 1 | 0 | 0 | 1 | 0 | 1 | 1 | 0 | 0 | 0 | 0 | 0 | 1 | 1 | 0.1 | 0.1 | 0.1 | 0.1 | 1 | 1 | 1 | 1 | 0 | 0 | 0 | 0 | 0 | 100 | [[]] | 0 | 0 | 0 | -3 | 0 | 4907327 | 0 | 0 | 0 | 0 | 0 | 0.01 | 4905050 | 0 | 0 | 0 | 0 | 0 | 0 | 0 | 0 | 0 | 10 | 10 | 0 | 0 | 0 | 0 | 0 | 0 | 0 | 0 | 1 | 1 | 0.315 | 0 | 0 | 0.5 | 0.5 | 4294967294 | 0 | 0 | 0 | 0 | 1 | 0.99 | 1.01 | 2 | 2 | 12.6984 | 12.6984
0061 | Network Model.IntPrjfolder\Network Data.IntPrjfolder\Main Grid.ElmNet\0061.ElmTr2 | 0 | Library.IntPrjfolder\Equipment Type Library.IntPrjfolder\LT 20kV/0.4kV 100 kVA.TypTr2 | Network Model.IntPrjfolder\Network Data.IntPrjfolder\Main Grid.ElmNet | Network Model.IntPrjfolder\Network Data.IntPrjfolder\Main Grid.ElmNet\Bus130.ElmTerm\Cub_2.StaCubic | Network Model.IntPrjfolder\Network Data.IntPrjfolder\Main Grid.ElmNet\Bus129.ElmTerm\Cub_1.StaCubic | 1 | -3 | 0 | 0 | 0 | 1 | 0.99 | 1.01 | V | 0 | 0 | 0 | 0 | 0 | 0 | 0 | 1 | 0.1 | 0 | 0 | 1 | 1 | 1 | 1746371535 | 0 | 100 | 0 | 0 | 0 | 0 | 0 | 0 | 0 | 0 | 0 | 1 | 1 | 0 | 0061 | 0 | 0 | 0 | 0 | 0 | 0 | 0 | 1 | 0 | 0 | 0 | 0 | 0 | 0 | 100 | [[]] | 1970-01-01T00:00:00Z | 0 | 1 | 0.9 | Network Model.IntPrjfolder\Network Data.IntPrjfolder\Areas.IntArea\TAMBAK.ElmArea | Network Model.IntPrjfolder\Network Data.IntPrjfolder\Main Grid.ElmNet\Bus130.ElmTerm | Network Model.IntPrjfolder\Network Data.IntPrjfolder\Main Grid.ElmNet\Bus130.ElmTerm | 0 | 0 | Network Model.IntPrjfolder\Network Data.IntPrjfolder\Main Grid.ElmNet | Network Model.IntPrjfolder\Network Data.IntPrjfolder\Main Grid.ElmNet | 0 | 0 | 0 | 9999 | 0 | MAN | 0 | 0 | 0 | 0 | 0 | 1 | 0 | 0 | 0 | 0 | 1746599861 | 0 | 0 | 0 | 0 | 1 | 1 | 0 | 0 | 0 | 0 | 0 | 0 | 1 | 1 | 0 | 0 | 0 | 0 | 0 | 0 | 0 | 0 | 0 | 1 | 0 | 0 | 0 | 0 | 0 | 0 | 0 | 0 | 0 | V | 0.0028868 | 0.0028868 | 0.14434 | 0.14434 | 0.0028868 | 0.14434 | 0 | 1 | 0 | 0 | 0 | 0 | 0 | [0.0, 0.0] | 1 | 0 | 0 | 1 | 0 | 1 | 1 | 0 | 0 | 0 | 0 | 0 | 1 | 1 | 0.1 | 0.1 | 0.1 | 0.1 | 1 | 1 | 1 | 1 | 0 | 0 | 0 | 0 | 0 | 100 | [[]] | 0 | 0 | 0 | -3 | 0 | 4907356 | 0 | 0 | 0 | 0 | 0 | 0.01 | 4905050 | 0 | 0 | 0 | 0 | 0 | 0 | 0 | 0 | 0 | 10 | 10 | 0 | 0 | 0 | 0 | 0 | 0 | 0 | 0 | 1 | 1 | 0.1 | 0 | 0 | 0.5 | 0.5 | 4294967294 | 0 | 0 | 0 | 0 | 1 | 0.99 | 1.01 | 2 | 2 | 40 | 40
0001 | Network Model.IntPrjfolder\Network Data.IntPrjfolder\Main Grid.ElmNet\0001.ElmTr2 | 0 | Library.IntPrjfolder\Equipment Type Library.IntPrjfolder\LT 20kV/0.4kV 100 kVA.TypTr2 | Network Model.IntPrjfolder\Network Data.IntPrjfolder\Main Grid.ElmNet | Network Model.IntPrjfolder\Network Data.IntPrjfolder\Main Grid.ElmNet\Bus311.ElmTerm\Cub_2.StaCubic | Network Model.IntPrjfolder\Network Data.IntPrjfolder\Main Grid.ElmNet\Bus306.ElmTerm\Cub_1.StaCubic | 1 | 0 | 0 | 0 | 0 | 1 | 0.99 | 1.01 | V | 0 | 0 | 0 | 0 | 0 | 0 | 0 | 1 | 0.1 | 0 | 0 | 1 | 1 | 1 | 1746412065 | 0 | 100 | 0 | 0 | 0 | 0 | 0 | 0 | 0 | 0 | 0 | 1 | 1 | 0 | 0001 | 0 | 0 | 0 | 0 | 0 | 0 | 0 | 1 | 0 | 0 | 0 | 0 | 0 | 0 | 100 | [[]] | 1970-01-01T00:00:00Z | 0 | 1 | 0.9 | Network Model.IntPrjfolder\Network Data.IntPrjfolder\Areas.IntArea\SANGKAPURA.ElmArea | Network Model.IntPrjfolder\Network Data.IntPrjfolder\Main Grid.ElmNet\Bus311.ElmTerm | Network Model.IntPrjfolder\Network Data.IntPrjfolder\Main Grid.ElmNet\Bus311.ElmTerm | 0 | 0 | Network Model.IntPrjfolder\Network Data.IntPrjfolder\Main Grid.ElmNet | Network Model.IntPrjfolder\Network Data.IntPrjfolder\Main Grid.ElmNet | 0 | 0 | 0 | 9999 | 0 | MAN | 0 | 0 | 0 | 0 | 0 | 1 | 0 | 0 | 0 | 0 | 1746599891 | 0 | 0 | 0 | 0 | 1 | 1 | 0 | 0 | 0 | 0 | 0 | 0 | 1 | 1 | 0 | 0 | 0 | 0 | 0 | 0 | 0 | 0 | 0 | 1 | 0 | 0 | 0 | 0 | 0 | 0 | 0 | 0 | 0 | V | 0.0028868 | 0.0028868 | 0.14434 | 0.14434 | 0.0028868 | 0.14434 | 0 | 1 | 0 | 0 | 0 | 0 | 0 | [0.0, 0.0] | 1 | 0 | 0 | 1 | 0 | 1 | 1 | 0 | 0 | 0 | 0 | 0 | 1 | 1 | 0.1 | 0.1 | 0.1 | 0.1 | 1 | 1 | 1 | 1 | 0 | 0 | 0 | 0 | 0 | 100 | [[]] | 0 | 0 | 0 | 0 | 0 | 4907414 | 0 | 0 | 0 | 0 | 0 | 0.01 | 4905050 | 0 | 0 | 0 | 0 | 0 | 0 | 0 | 0 | 0 | 10 | 10 | 0 | 0 | 0 | 0 | 0 | 0 | 0 | 0 | 1 | 1 | 0.1 | 0 | 0 | 0.5 | 0.5 | 4294967294 | 0 | 0 | 0 | 0 | 1 | 0.99 | 1.01 | 2 | 2 | 40 | 40
0002 | Network Model.IntPrjfolder\Network Data.IntPrjfolder\Main Grid.ElmNet\0002.ElmTr2 | 0 | Library.IntPrjfolder\Equipment Type Library.IntPrjfolder\LT 20kV/0.4kV 100 kVA.TypTr2 | Network Model.IntPrjfolder\Network Data.IntPrjfolder\Main Grid.ElmNet | Network Model.IntPrjfolder\Network Data.IntPrjfolder\Main Grid.ElmNet\Bus150.ElmTerm\Cub_2.StaCubic | Network Model.IntPrjfolder\Network Data.IntPrjfolder\Main Grid.ElmNet\Terminal(27).ElmTerm\Cub_1.StaCubic | 1 | 0 | 0 | 0 | 0 | 1 | 0.99 | 1.01 | V | 0 | 0 | 0 | 0 | 0 | 0 | 0 | 1 | 0.1 | 0 | 0 | 1 | 1 | 1 | 1746412286 | 0 | 100 | 0 | 0 | 0 | 0 | 0 | 0 | 0 | 0 | 0 | 1 | 1 | 0 | 0002 | 0 | 0 | 0 | 0 | 0 | 0 | 0 | 1 | 0 | 0 | 0 | 0 | 0 | 0 | 100 | [[]] | 1970-01-01T00:00:00Z | 0 | 1 | 0.9 | Network Model.IntPrjfolder\Network Data.IntPrjfolder\Areas.IntArea\SANGKAPURA.ElmArea | Network Model.IntPrjfolder\Network Data.IntPrjfolder\Main Grid.ElmNet\Bus150.ElmTerm | Network Model.IntPrjfolder\Network Data.IntPrjfolder\Main Grid.ElmNet\Bus150.ElmTerm | 0 | 0 | Network Model.IntPrjfolder\Network Data.IntPrjfolder\Main Grid.ElmNet | Network Model.IntPrjfolder\Network Data.IntPrjfolder\Main Grid.ElmNet | 0 | 0 | 0 | 9999 | 0 | MAN | 0 | 0 | 0 | 0 | 0 | 1 | 0 | 0 | 0 | 0 | 1746599891 | 0 | 0 | 0 | 0 | 1 | 1 | 0 | 0 | 0 | 0 | 0 | 0 | 1 | 1 | 0 | 0 | 0 | 0 | 0 | 0 | 0 | 0 | 0 | 1 | 0 | 0 | 0 | 0 | 0 | 0 | 0 | 0 | 0 | V | 0.0028868 | 0.0028868 | 0.14434 | 0.14434 | 0.0028868 | 0.14434 | 0 | 1 | 0 | 0 | 0 | 0 | 0 | [0.0, 0.0] | 1 | 0 | 0 | 1 | 0 | 1 | 1 | 0 | 0 | 0 | 0 | 0 | 1 | 1 | 0.1 | 0.1 | 0.1 | 0.1 | 1 | 1 | 1 | 1 | 0 | 0 | 0 | 0 | 0 | 100 | [[]] | 0 | 0 | 0 | 0 | 0 | 4907457 | 0 | 0 | 0 | 0 | 0 | 0.01 | 4905050 | 0 | 0 | 0 | 0 | 0 | 0 | 0 | 0 | 0 | 10 | 10 | 0 | 0 | 0 | 0 | 0 | 0 | 0 | 0 | 1 | 1 | 0.1 | 0 | 0 | 0.5 | 0.5 | 4294967294 | 0 | 0 | 0 | 0 | 1 | 0.99 | 1.01 | 2 | 2 | 40 | 40
0074 | Network Model.IntPrjfolder\Network Data.IntPrjfolder\Main Grid.ElmNet\0074.ElmTr2 | 0 | Library.IntPrjfolder\Equipment Type Library.IntPrjfolder\LT 20kV/0.4kV 100 kVA.TypTr2 | Network Model.IntPrjfolder\Network Data.IntPrjfolder\Main Grid.ElmNet | Network Model.IntPrjfolder\Network Data.IntPrjfolder\Main Grid.ElmNet\Bus150.ElmTerm\Cub_3.StaCubic | Network Model.IntPrjfolder\Network Data.IntPrjfolder\Main Grid.ElmNet\Terminal(28).ElmTerm\Cub_1.StaCubic | 1 | 0 | 0 | 0 | 0 | 1 | 0.99 | 1.01 | V | 0 | 0 | 0 | 0 | 0 | 0 | 0 | 1 | 0.1 | 0 | 0 | 1 | 1 | 1 | 1746412288 | 0 | 100 | 0 | 0 | 0 | 0 | 0 | 0 | 0 | 0 | 0 | 1 | 1 | 0 | 0074 | 0 | 0 | 0 | 0 | 0 | 0 | 0 | 1 | 0 | 0 | 0 | 0 | 0 | 0 | 100 | [[]] | 1970-01-01T00:00:00Z | 0 | 1 | 0.9 | Network Model.IntPrjfolder\Network Data.IntPrjfolder\Areas.IntArea\SANGKAPURA.ElmArea | Network Model.IntPrjfolder\Network Data.IntPrjfolder\Main Grid.ElmNet\Bus150.ElmTerm | Network Model.IntPrjfolder\Network Data.IntPrjfolder\Main Grid.ElmNet\Bus150.ElmTerm | 0 | 0 | Network Model.IntPrjfolder\Network Data.IntPrjfolder\Main Grid.ElmNet | Network Model.IntPrjfolder\Network Data.IntPrjfolder\Main Grid.ElmNet | 0 | 0 | 0 | 9999 | 0 | MAN | 0 | 0 | 0 | 0 | 0 | 1 | 0 | 0 | 0 | 0 | 1746599891 | 0 | 0 | 0 | 0 | 1 | 1 | 0 | 0 | 0 | 0 | 0 | 0 | 1 | 1 | 0 | 0 | 0 | 0 | 0 | 0 | 0 | 0 | 0 | 1 | 0 | 0 | 0 | 0 | 0 | 0 | 0 | 0 | 0 | V | 0.0028868 | 0.0028868 | 0.14434 | 0.14434 | 0.0028868 | 0.14434 | 0 | 1 | 0 | 0 | 0 | 0 | 0 | [0.0, 0.0] | 1 | 0 | 0 | 1 | 0 | 1 | 1 | 0 | 0 | 0 | 0 | 0 | 1 | 1 | 0.1 | 0.1 | 0.1 | 0.1 | 1 | 1 | 1 | 1 | 0 | 0 | 0 | 0 | 0 | 100 | [[]] | 0 | 0 | 0 | 0 | 0 | 4907464 | 0 | 0 | 0 | 0 | 0 | 0.01 | 4905050 | 0 | 0 | 0 | 0 | 0 | 0 | 0 | 0 | 0 | 10 | 10 | 0 | 0 | 0 | 0 | 0 | 0 | 0 | 0 | 1 | 1 | 0.1 | 0 | 0 | 0.5 | 0.5 | 4294967294 | 0 | 0 | 0 | 0 | 1 | 0.99 | 1.01 | 2 | 2 | 40 | 40
0003 | Network Model.IntPrjfolder\Network Data.IntPrjfolder\Main Grid.ElmNet\0003.ElmTr2 | 0 | Library.IntPrjfolder\Equipment Type Library.IntPrjfolder\LT 20kV/0.4kV 50 kVA.TypTr2 | Network Model.IntPrjfolder\Network Data.IntPrjfolder\Main Grid.ElmNet | Network Model.IntPrjfolder\Network Data.IntPrjfolder\Main Grid.ElmNet\Bus314.ElmTerm\Cub_2.StaCubic | Network Model.IntPrjfolder\Network Data.IntPrjfolder\Main Grid.ElmNet\Bus313.ElmTerm\Cub_1.StaCubic | 1 | 0 | 0 | 0 | 0 | 1 | 0.99 | 1.01 | V | 0 | 0 | 0 | 0 | 0 | 0 | 0 | 1 | 0.05 | 0 | 0 | 1 | 1 | 1 | 1746412492 | 0 | 100 | 0 | 0 | 0 | 0 | 0 | 0 | 0 | 0 | 0 | 1 | 1 | 0 | 0003 | 0 | 0 | 0 | 0 | 0 | 0 | 0 | 1 | 0 | 0 | 0 | 0 | 0 | 0 | 100 | [[]] | 1970-01-01T00:00:00Z | 0 | 1 | 0.9 | Network Model.IntPrjfolder\Network Data.IntPrjfolder\Areas.IntArea\SANGKAPURA.ElmArea | Network Model.IntPrjfolder\Network Data.IntPrjfolder\Main Grid.ElmNet\Bus48.ElmTerm | Network Model.IntPrjfolder\Network Data.IntPrjfolder\Main Grid.ElmNet\Bus48.ElmTerm | 0 | 0 | Network Model.IntPrjfolder\Network Data.IntPrjfolder\Main Grid.ElmNet | Network Model.IntPrjfolder\Network Data.IntPrjfolder\Main Grid.ElmNet | 0 | 0 | 0 | 9999 | 0 | MAN | 0 | 0 | 0 | 0 | 0 | 1 | 0 | 0 | 0 | 0 | 1746599891 | 0 | 0 | 0 | 0 | 1 | 1 | 0 | 0 | 0 | 0 | 0 | 0 | 1 | 1 | 0 | 0 | 0 | 0 | 0 | 0 | 0 | 0 | 0 | 1 | 0 | 0 | 0 | 0 | 0 | 0 | 0 | 0 | 0 | V | 0.0014434 | 0.0014434 | 0.072169 | 0.072169 | 0.0014434 | 0.072169 | 0 | 1 | 0 | 0 | 0 | 0 | 0 | [0.0, 0.0] | 1 | 0 | 0 | 1 | 0 | 1 | 1 | 0 | 0 | 0 | 0 | 0 | 1 | 1 | 0.1 | 0.1 | 0.1 | 0.1 | 1 | 1 | 1 | 1 | 0 | 0 | 0 | 0 | 0 | 100 | [[]] | 0 | 0 | 0 | 0 | 0 | 4907493 | 0 | 0 | 0 | 0 | 0 | 0.01 | 4905050 | 0 | 0 | 0 | 0 | 0 | 0 | 0 | 0 | 0 | 10 | 10 | 0 | 0 | 0 | 0 | 0 | 0 | 0 | 0 | 1 | 1 | 0.05 | 0 | 0 | 0.5 | 0.5 | 4294967294 | 0 | 0 | 0 | 0 | 1 | 0.99 | 1.01 | 2 | 2 | 80 | 80
0004 | Network Model.IntPrjfolder\Network Data.IntPrjfolder\Main Grid.ElmNet\0004.ElmTr2 | 0 | Library.IntPrjfolder\Equipment Type Library.IntPrjfolder\LT 20kV/0.4kV 100 kVA.TypTr2 | Network Model.IntPrjfolder\Network Data.IntPrjfolder\Main Grid.ElmNet | Network Model.IntPrjfolder\Network Data.IntPrjfolder\Main Grid.ElmNet\Bus316.ElmTerm\Cub_3.StaCubic | Network Model.IntPrjfolder\Network Data.IntPrjfolder\Main Grid.ElmNet\Bus154.ElmTerm\Cub_1.StaCubic | 1 | 0 | 0 | 0 | 0 | 1 | 0.99 | 1.01 | V | 0 | 0 | 0 | 0 | 0 | 0 | 0 | 1 | 0.1 | 0 | 0 | 1 | 1 | 1 | 1746412835 | 0 | 100 | 0 | 0 | 0 | 0 | 0 | 0 | 0 | 0 | 0 | 1 | 1 | 0 | 0004 | 0 | 0 | 0 | 0 | 0 | 0 | 0 | 1 | 0 | 0 | 0 | 0 | 0 | 0 | 100 | [[]] | 1970-01-01T00:00:00Z | 0 | 1 | 0.9 | Network Model.IntPrjfolder\Network Data.IntPrjfolder\Areas.IntArea\SANGKAPURA.ElmArea | Network Model.IntPrjfolder\Network Data.IntPrjfolder\Main Grid.ElmNet\Bus155.ElmTerm | Network Model.IntPrjfolder\Network Data.IntPrjfolder\Main Grid.ElmNet\Bus155.ElmTerm | 0 | 0 | Network Model.IntPrjfolder\Network Data.IntPrjfolder\Main Grid.ElmNet | Network Model.IntPrjfolder\Network Data.IntPrjfolder\Main Grid.ElmNet | 0 | 0 | 0 | 9999 | 0 | MAN | 0 | 0 | 0 | 0 | 0 | 1 | 0 | 0 | 0 | 0 | 1746599891 | 0 | 0 | 0 | 0 | 1 | 1 | 0 | 0 | 0 | 0 | 0 | 0 | 1 | 1 | 0 | 0 | 0 | 0 | 0 | 0 | 0 | 0 | 0 | 1 | 0 | 0 | 0 | 0 | 0 | 0 | 0 | 0 | 0 | V | 0.0028868 | 0.0028868 | 0.14434 | 0.14434 | 0.0028868 | 0.14434 | 0 | 1 | 0 | 0 | 0 | 0 | 0 | [0.0, 0.0] | 1 | 0 | 0 | 1 | 0 | 1 | 1 | 0 | 0 | 0 | 0 | 0 | 1 | 1 | 0.1 | 0.1 | 0.1 | 0.1 | 1 | 1 | 1 | 1 | 0 | 0 | 0 | 0 | 0 | 100 | [[]] | 0 | 0 | 0 | 0 | 0 | 4907557 | 0 | 0 | 0 | 0 | 0 | 0.01 | 4905050 | 0 | 0 | 0 | 0 | 0 | 0 | 0 | 0 | 0 | 10 | 10 | 0 | 0 | 0 | 0 | 0 | 0 | 0 | 0 | 1 | 1 | 0.1 | 0 | 0 | 0.5 | 0.5 | 4294967294 | 0 | 0 | 0 | 0 | 1 | 0.99 | 1.01 | 2 | 2 | 40 | 40
0103 | Network Model.IntPrjfolder\Network Data.IntPrjfolder\Main Grid.ElmNet\0103.ElmTr2 | 0 | Library.IntPrjfolder\Equipment Type Library.IntPrjfolder\LT 20kV/0.4kV 100 kVA.TypTr2 | Network Model.IntPrjfolder\Network Data.IntPrjfolder\Main Grid.ElmNet | Network Model.IntPrjfolder\Network Data.IntPrjfolder\Main Grid.ElmNet\Bus319.ElmTerm\Cub_2.StaCubic | Network Model.IntPrjfolder\Network Data.IntPrjfolder\Main Grid.ElmNet\Bus318.ElmTerm\Cub_1.StaCubic | 1 | 0 | 0 | 0 | 0 | 1 | 0.99 | 1.01 | V | 0 | 0 | 0 | 0 | 0 | 0 | 0 | 1 | 0.1 | 0 | 0 | 1 | 1 | 1 | 1746412837 | 0 | 100 | 0 | 0 | 0 | 0 | 0 | 0 | 0 | 0 | 0 | 1 | 1 | 0 | 0103 | 0 | 0 | 0 | 0 | 0 | 0 | 0 | 1 | 0 | 0 | 0 | 0 | 0 | 0 | 100 | [[]] | 1970-01-01T00:00:00Z | 0 | 1 | 0.9 | Network Model.IntPrjfolder\Network Data.IntPrjfolder\Areas.IntArea\SANGKAPURA.ElmArea | Network Model.IntPrjfolder\Network Data.IntPrjfolder\Main Grid.ElmNet\Bus155.ElmTerm | Network Model.IntPrjfolder\Network Data.IntPrjfolder\Main Grid.ElmNet\Bus155.ElmTerm | 0 | 0 | Network Model.IntPrjfolder\Network Data.IntPrjfolder\Main Grid.ElmNet | Network Model.IntPrjfolder\Network Data.IntPrjfolder\Main Grid.ElmNet | 0 | 0 | 0 | 9999 | 0 | MAN | 0 | 0 | 0 | 0 | 0 | 1 | 0 | 0 | 0 | 0 | 1746599891 | 0 | 0 | 0 | 0 | 1 | 1 | 0 | 0 | 0 | 0 | 0 | 0 | 1 | 1 | 0 | 0 | 0 | 0 | 0 | 0 | 0 | 0 | 0 | 1 | 0 | 0 | 0 | 0 | 0 | 0 | 0 | 0 | 0 | V | 0.0028868 | 0.0028868 | 0.14434 | 0.14434 | 0.0028868 | 0.14434 | 0 | 1 | 0 | 0 | 0 | 0 | 0 | [0.0, 0.0] | 1 | 0 | 0 | 1 | 0 | 1 | 1 | 0 | 0 | 0 | 0 | 0 | 1 | 1 | 0.1 | 0.1 | 0.1 | 0.1 | 1 | 1 | 1 | 1 | 0 | 0 | 0 | 0 | 0 | 100 | [[]] | 0 | 0 | 0 | 0 | 0 | 4907563 | 0 | 0 | 0 | 0 | 0 | 0.01 | 4905050 | 0 | 0 | 0 | 0 | 0 | 0 | 0 | 0 | 0 | 10 | 10 | 0 | 0 | 0 | 0 | 0 | 0 | 0 | 0 | 1 | 1 | 0.1 | 0 | 0 | 0.5 | 0.5 | 4294967294 | 0 | 0 | 0 | 0 | 1 | 0.99 | 1.01 | 2 | 2 | 40 | 40
0005 | Network Model.IntPrjfolder\Network Data.IntPrjfolder\Main Grid.ElmNet\0005.ElmTr2 | 0 | Library.IntPrjfolder\Equipment Type Library.IntPrjfolder\LT 20kV/0.4kV 25 kVA.TypTr2 | Network Model.IntPrjfolder\Network Data.IntPrjfolder\Main Grid.ElmNet | Network Model.IntPrjfolder\Network Data.IntPrjfolder\Main Grid.ElmNet\Bus157.ElmTerm\Cub_2.StaCubic | Network Model.IntPrjfolder\Network Data.IntPrjfolder\Main Grid.ElmNet\Bus156.ElmTerm\Cub_1.StaCubic | 1 | 0 | 0 | 0 | 0 | 1 | 0.99 | 1.01 | V | 0 | 0 | 0 | 0 | 0 | 0 | 0 | 1 | 0.025 | 0 | 0 | 1 | 1 | 1 | 1746413031 | 0 | 100 | 0 | 0 | 0 | 0 | 0 | 0 | 0 | 0 | 0 | 1 | 1 | 0 | 0005 | 0 | 0 | 0 | 0 | 0 | 0 | 0 | 1 | 0 | 0 | 0 | 0 | 0 | 0 | 100 | [[]] | 1970-01-01T00:00:00Z | 0 | 1 | 0.9 | Network Model.IntPrjfolder\Network Data.IntPrjfolder\Areas.IntArea\SANGKAPURA.ElmArea | Network Model.IntPrjfolder\Network Data.IntPrjfolder\Main Grid.ElmNet\Bus157.ElmTerm | Network Model.IntPrjfolder\Network Data.IntPrjfolder\Main Grid.ElmNet\Bus157.ElmTerm | 0 | 0 | Network Model.IntPrjfolder\Network Data.IntPrjfolder\Main Grid.ElmNet | Network Model.IntPrjfolder\Network Data.IntPrjfolder\Main Grid.ElmNet | 0 | 0 | 0 | 9999 | 0 | MAN | 0 | 0 | 0 | 0 | 0 | 1 | 0 | 0 | 0 | 0 | 1746599891 | 0 | 0 | 0 | 0 | 1 | 1 | 0 | 0 | 0 | 0 | 0 | 0 | 1 | 1 | 0 | 0 | 0 | 0 | 0 | 0 | 0 | 0 | 0 | 1 | 0 | 0 | 0 | 0 | 0 | 0 | 0 | 0 | 0 | V | 0.00072169 | 0.00072169 | 0.036084 | 0.036084 | 0.00072169 | 0.036084 | 0 | 1 | 0 | 0 | 0 | 0 | 0 | [0.0, 0.0] | 1 | 0 | 0 | 1 | 0 | 1 | 1 | 0 | 0 | 0 | 0 | 0 | 1 | 1 | 0.1 | 0.1 | 0.1 | 0.1 | 1 | 1 | 1 | 1 | 0 | 0 | 0 | 0 | 0 | 100 | [[]] | 0 | 0 | 0 | 0 | 0 | 4907612 | 0 | 0 | 0 | 0 | 0 | 0.01 | 4905050 | 0 | 0 | 0 | 0 | 0 | 0 | 0 | 0 | 0 | 10 | 10 | 0 | 0 | 0 | 0 | 0 | 0 | 0 | 0 | 1 | 1 | 0.025 | 0 | 0 | 0.5 | 0.5 | 4294967294 | 0 | 0 | 0 | 0 | 1 | 0.99 | 1.01 | 2 | 2 | 160 | 160
0088 | Network Model.IntPrjfolder\Network Data.IntPrjfolder\Main Grid.ElmNet\0088.ElmTr2 | 0 | Library.IntPrjfolder\Equipment Type Library.IntPrjfolder\LT 20kV/0.4kV 100 kVA.TypTr2 | Network Model.IntPrjfolder\Network Data.IntPrjfolder\Main Grid.ElmNet | Network Model.IntPrjfolder\Network Data.IntPrjfolder\Main Grid.ElmNet\Bus321.ElmTerm\Cub_3.StaCubic | Network Model.IntPrjfolder\Network Data.IntPrjfolder\Main Grid.ElmNet\Bus158.ElmTerm\Cub_1.StaCubic | 1 | 0 | 0 | 0 | 0 | 1 | 0.99 | 1.01 | V | 0 | 0 | 0 | 0 | 0 | 0 | 0 | 1 | 0.1 | 0 | 0 | 1 | 1 | 1 | 1746413210 | 0 | 100 | 0 | 0 | 0 | 0 | 0 | 0 | 0 | 0 | 0 | 1 | 1 | 0 | 0088 | 0 | 0 | 0 | 0 | 0 | 0 | 0 | 1 | 0 | 0 | 0 | 0 | 0 | 0 | 100 | [[]] | 1970-01-01T00:00:00Z | 0 | 1 | 0.9 | Network Model.IntPrjfolder\Network Data.IntPrjfolder\Areas.IntArea\SANGKAPURA.ElmArea | Network Model.IntPrjfolder\Network Data.IntPrjfolder\Main Grid.ElmNet\Bus159.ElmTerm | Network Model.IntPrjfolder\Network Data.IntPrjfolder\Main Grid.ElmNet\Bus159.ElmTerm | 0 | 0 | Network Model.IntPrjfolder\Network Data.IntPrjfolder\Main Grid.ElmNet | Network Model.IntPrjfolder\Network Data.IntPrjfolder\Main Grid.ElmNet | 0 | 0 | 0 | 9999 | 0 | MAN | 0 | 0 | 0 | 0 | 0 | 1 | 0 | 0 | 0 | 0 | 1746599891 | 0 | 0 | 0 | 0 | 1 | 1 | 0 | 0 | 0 | 0 | 0 | 0 | 1 | 1 | 0 | 0 | 0 | 0 | 0 | 0 | 0 | 0 | 0 | 1 | 0 | 0 | 0 | 0 | 0 | 0 | 0 | 0 | 0 | V | 0.0028868 | 0.0028868 | 0.14434 | 0.14434 | 0.0028868 | 0.14434 | 0 | 1 | 0 | 0 | 0 | 0 | 0 | [0.0, 0.0] | 1 | 0 | 0 | 1 | 0 | 1 | 1 | 0 | 0 | 0 | 0 | 0 | 1 | 1 | 0.1 | 0.1 | 0.1 | 0.1 | 1 | 1 | 1 | 1 | 0 | 0 | 0 | 0 | 0 | 100 | [[]] | 0 | 0 | 0 | 0 | 0 | 4907670 | 0 | 0 | 0 | 0 | 0 | 0.01 | 4905050 | 0 | 0 | 0 | 0 | 0 | 0 | 0 | 0 | 0 | 10 | 10 | 0 | 0 | 0 | 0 | 0 | 0 | 0 | 0 | 1 | 1 | 0.1 | 0 | 0 | 0.5 | 0.5 | 4294967294 | 0 | 0 | 0 | 0 | 1 | 0.99 | 1.01 | 2 | 2 | 40 | 40
0089 | Network Model.IntPrjfolder\Network Data.IntPrjfolder\Main Grid.ElmNet\0089.ElmTr2 | 0 | Library.IntPrjfolder\Equipment Type Library.IntPrjfolder\LT 20kV/0.4kV 100 kVA.TypTr2 | Network Model.IntPrjfolder\Network Data.IntPrjfolder\Main Grid.ElmNet | Network Model.IntPrjfolder\Network Data.IntPrjfolder\Main Grid.ElmNet\Bus324.ElmTerm\Cub_3.StaCubic | Network Model.IntPrjfolder\Network Data.IntPrjfolder\Main Grid.ElmNet\Bus323.ElmTerm\Cub_1.StaCubic | 1 | 0 | 0 | 0 | 0 | 1 | 0.99 | 1.01 | V | 0 | 0 | 0 | 0 | 0 | 0 | 0 | 1 | 0.1 | 0 | 0 | 1 | 1 | 1 | 1746413212 | 0 | 100 | 0 | 0 | 0 | 0 | 0 | 0 | 0 | 0 | 0 | 1 | 1 | 0 | 0089 | 0 | 0 | 0 | 0 | 0 | 0 | 0 | 1 | 0 | 0 | 0 | 0 | 0 | 0 | 100 | [[]] | 1970-01-01T00:00:00Z | 0 | 1 | 0.9 | Network Model.IntPrjfolder\Network Data.IntPrjfolder\Areas.IntArea\SANGKAPURA.ElmArea | Network Model.IntPrjfolder\Network Data.IntPrjfolder\Main Grid.ElmNet\Bus159.ElmTerm | Network Model.IntPrjfolder\Network Data.IntPrjfolder\Main Grid.ElmNet\Bus159.ElmTerm | 0 | 0 | Network Model.IntPrjfolder\Network Data.IntPrjfolder\Main Grid.ElmNet | Network Model.IntPrjfolder\Network Data.IntPrjfolder\Main Grid.ElmNet | 0 | 0 | 0 | 9999 | 0 | MAN | 0 | 0 | 0 | 0 | 0 | 1 | 0 | 0 | 0 | 0 | 1746599891 | 0 | 0 | 0 | 0 | 1 | 1 | 0 | 0 | 0 | 0 | 0 | 0 | 1 | 1 | 0 | 0 | 0 | 0 | 0 | 0 | 0 | 0 | 0 | 1 | 0 | 0 | 0 | 0 | 0 | 0 | 0 | 0 | 0 | V | 0.0028868 | 0.0028868 | 0.14434 | 0.14434 | 0.0028868 | 0.14434 | 0 | 1 | 0 | 0 | 0 | 0 | 0 | [0.0, 0.0] | 1 | 0 | 0 | 1 | 0 | 1 | 1 | 0 | 0 | 0 | 0 | 0 | 1 | 1 | 0.1 | 0.1 | 0.1 | 0.1 | 1 | 1 | 1 | 1 | 0 | 0 | 0 | 0 | 0 | 100 | [[]] | 0 | 0 | 0 | 0 | 0 | 4907676 | 0 | 0 | 0 | 0 | 0 | 0.01 | 4905050 | 0 | 0 | 0 | 0 | 0 | 0 | 0 | 0 | 0 | 10 | 10 | 0 | 0 | 0 | 0 | 0 | 0 | 0 | 0 | 1 | 1 | 0.1 | 0 | 0 | 0.5 | 0.5 | 4294967294 | 0 | 0 | 0 | 0 | 1 | 0.99 | 1.01 | 2 | 2 | 40 | 40
0090 | Network Model.IntPrjfolder\Network Data.IntPrjfolder\Main Grid.ElmNet\0090.ElmTr2 | 0 | Library.IntPrjfolder\Equipment Type Library.IntPrjfolder\LT 20kV/0.4kV 100 kVA.TypTr2 | Network Model.IntPrjfolder\Network Data.IntPrjfolder\Main Grid.ElmNet | Network Model.IntPrjfolder\Network Data.IntPrjfolder\Main Grid.ElmNet\Bus328.ElmTerm\Cub_2.StaCubic | Network Model.IntPrjfolder\Network Data.IntPrjfolder\Main Grid.ElmNet\Bus327.ElmTerm\Cub_1.StaCubic | 1 | 0 | 0 | 0 | 0 | 1 | 0.99 | 1.01 | V | 0 | 0 | 0 | 0 | 0 | 0 | 0 | 1 | 0.1 | 0 | 0 | 1 | 1 | 1 | 1746413213 | 0 | 100 | 0 | 0 | 0 | 0 | 0 | 0 | 0 | 0 | 0 | 1 | 1 | 0 | 0090 | 0 | 0 | 0 | 0 | 0 | 0 | 0 | 1 | 0 | 0 | 0 | 0 | 0 | 0 | 100 | [[]] | 1970-01-01T00:00:00Z | 0 | 1 | 0.9 | Network Model.IntPrjfolder\Network Data.IntPrjfolder\Areas.IntArea\SANGKAPURA.ElmArea | Network Model.IntPrjfolder\Network Data.IntPrjfolder\Main Grid.ElmNet\Bus159.ElmTerm | Network Model.IntPrjfolder\Network Data.IntPrjfolder\Main Grid.ElmNet\Bus159.ElmTerm | 0 | 0 | Network Model.IntPrjfolder\Network Data.IntPrjfolder\Main Grid.ElmNet | Network Model.IntPrjfolder\Network Data.IntPrjfolder\Main Grid.ElmNet | 0 | 0 | 0 | 9999 | 0 | MAN | 0 | 0 | 0 | 0 | 0 | 1 | 0 | 0 | 0 | 0 | 1746599891 | 0 | 0 | 0 | 0 | 1 | 1 | 0 | 0 | 0 | 0 | 0 | 0 | 1 | 1 | 0 | 0 | 0 | 0 | 0 | 0 | 0 | 0 | 0 | 1 | 0 | 0 | 0 | 0 | 0 | 0 | 0 | 0 | 0 | V | 0.0028868 | 0.0028868 | 0.14434 | 0.14434 | 0.0028868 | 0.14434 | 0 | 1 | 0 | 0 | 0 | 0 | 0 | [0.0, 0.0] | 1 | 0 | 0 | 1 | 0 | 1 | 1 | 0 | 0 | 0 | 0 | 0 | 1 | 1 | 0.1 | 0.1 | 0.1 | 0.1 | 1 | 1 | 1 | 1 | 0 | 0 | 0 | 0 | 0 | 100 | [[]] | 0 | 0 | 0 | 0 | 0 | 4907682 | 0 | 0 | 0 | 0 | 0 | 0.01 | 4905050 | 0 | 0 | 0 | 0 | 0 | 0 | 0 | 0 | 0 | 10 | 10 | 0 | 0 | 0 | 0 | 0 | 0 | 0 | 0 | 1 | 1 | 0.1 | 0 | 0 | 0.5 | 0.5 | 4294967294 | 0 | 0 | 0 | 0 | 1 | 0.99 | 1.01 | 2 | 2 | 40 | 40
0006 | Network Model.IntPrjfolder\Network Data.IntPrjfolder\Main Grid.ElmNet\0006.ElmTr2 | 0 | Library.IntPrjfolder\Equipment Type Library.IntPrjfolder\LT 20kV/0.4kV 100 kVA.TypTr2 | Network Model.IntPrjfolder\Network Data.IntPrjfolder\Main Grid.ElmNet | Network Model.IntPrjfolder\Network Data.IntPrjfolder\Main Grid.ElmNet\Bus161.ElmTerm\Cub_2.StaCubic | Network Model.IntPrjfolder\Network Data.IntPrjfolder\Main Grid.ElmNet\Bus160.ElmTerm\Cub_1.StaCubic | 1 | 0 | 0 | 0 | 0 | 1 | 0.99 | 1.01 | V | 0 | 0 | 0 | 0 | 0 | 0 | 0 | 1 | 0.1 | 0 | 0 | 1 | 1 | 1 | 1746413470 | 0 | 100 | 0 | 0 | 0 | 0 | 0 | 0 | 0 | 0 | 0 | 1 | 1 | 0 | 0006 | 0 | 0 | 0 | 0 | 0 | 0 | 0 | 1 | 0 | 0 | 0 | 0 | 0 | 0 | 100 | [[]] | 1970-01-01T00:00:00Z | 0 | 1 | 0.9 | Network Model.IntPrjfolder\Network Data.IntPrjfolder\Areas.IntArea\SANGKAPURA.ElmArea | Network Model.IntPrjfolder\Network Data.IntPrjfolder\Main Grid.ElmNet\Bus161.ElmTerm | Network Model.IntPrjfolder\Network Data.IntPrjfolder\Main Grid.ElmNet\Bus161.ElmTerm | 0 | 0 | Network Model.IntPrjfolder\Network Data.IntPrjfolder\Main Grid.ElmNet | Network Model.IntPrjfolder\Network Data.IntPrjfolder\Main Grid.ElmNet | 0 | 0 | 0 | 9999 | 0 | MAN | 0 | 0 | 0 | 0 | 0 | 1 | 0 | 0 | 0 | 0 | 1746599891 | 0 | 0 | 0 | 0 | 1 | 1 | 0 | 0 | 0 | 0 | 0 | 0 | 1 | 1 | 0 | 0 | 0 | 0 | 0 | 0 | 0 | 0 | 0 | 1 | 0 | 0 | 0 | 0 | 0 | 0 | 0 | 0 | 0 | V | 0.0028868 | 0.0028868 | 0.14434 | 0.14434 | 0.0028868 | 0.14434 | 0 | 1 | 0 | 0 | 0 | 0 | 0 | [0.0, 0.0] | 1 | 0 | 0 | 1 | 0 | 1 | 1 | 0 | 0 | 0 | 0 | 0 | 1 | 1 | 0.1 | 0.1 | 0.1 | 0.1 | 1 | 1 | 1 | 1 | 0 | 0 | 0 | 0 | 0 | 100 | [[]] | 0 | 0 | 0 | 0 | 0 | 4907719 | 0 | 0 | 0 | 0 | 0 | 0.01 | 4905050 | 0 | 0 | 0 | 0 | 0 | 0 | 0 | 0 | 0 | 10 | 10 | 0 | 0 | 0 | 0 | 0 | 0 | 0 | 0 | 1 | 1 | 0.1 | 0 | 0 | 0.5 | 0.5 | 4294967294 | 0 | 0 | 0 | 0 | 1 | 0.99 | 1.01 | 2 | 2 | 40 | 40
0008 | Network Model.IntPrjfolder\Network Data.IntPrjfolder\Main Grid.ElmNet\0008.ElmTr2 | 0 | Library.IntPrjfolder\Equipment Type Library.IntPrjfolder\LT 20kV/0.4kV 100 kVA.TypTr2 | Network Model.IntPrjfolder\Network Data.IntPrjfolder\Main Grid.ElmNet | Network Model.IntPrjfolder\Network Data.IntPrjfolder\Main Grid.ElmNet\Bus169.ElmTerm\Cub_2.StaCubic | Network Model.IntPrjfolder\Network Data.IntPrjfolder\Main Grid.ElmNet\Bus168.ElmTerm\Cub_1.StaCubic | 1 | 0 | 0 | 0 | 0 | 1 | 0.99 | 1.01 | V | 0 | 0 | 0 | 0 | 0 | 0 | 0 | 1 | 0.1 | 0 | 0 | 1 | 1 | 1 | 1746413660 | 0 | 100 | 0 | 0 | 0 | 0 | 0 | 0 | 0 | 0 | 0 | 1 | 1 | 0 | 0008 | 0 | 0 | 0 | 0 | 0 | 0 | 0 | 1 | 0 | 0 | 0 | 0 | 0 | 0 | 100 | [[]] | 1970-01-01T00:00:00Z | 0 | 1 | 0.9 | Network Model.IntPrjfolder\Network Data.IntPrjfolder\Areas.IntArea\SANGKAPURA.ElmArea | Network Model.IntPrjfolder\Network Data.IntPrjfolder\Main Grid.ElmNet\Bus167.ElmTerm | Network Model.IntPrjfolder\Network Data.IntPrjfolder\Main Grid.ElmNet\Bus167.ElmTerm | 0 | 0 | Network Model.IntPrjfolder\Network Data.IntPrjfolder\Main Grid.ElmNet | Network Model.IntPrjfolder\Network Data.IntPrjfolder\Main Grid.ElmNet | 0 | 0 | 0 | 9999 | 0 | MAN | 0 | 0 | 0 | 0 | 0 | 1 | 0 | 0 | 0 | 0 | 1746599891 | 0 | 0 | 0 | 0 | 1 | 1 | 0 | 0 | 0 | 0 | 0 | 0 | 1 | 1 | 0 | 0 | 0 | 0 | 0 | 0 | 0 | 0 | 0 | 1 | 0 | 0 | 0 | 0 | 0 | 0 | 0 | 0 | 0 | V | 0.0028868 | 0.0028868 | 0.14434 | 0.14434 | 0.0028868 | 0.14434 | 0 | 1 | 0 | 0 | 0 | 0 | 0 | [0.0, 0.0] | 1 | 0 | 0 | 1 | 0 | 1 | 1 | 0 | 0 | 0 | 0 | 0 | 1 | 1 | 0.1 | 0.1 | 0.1 | 0.1 | 1 | 1 | 1 | 1 | 0 | 0 | 0 | 0 | 0 | 100 | [[]] | 0 | 0 | 0 | 0 | 0 | 4907765 | 0 | 0 | 0 | 0 | 0 | 0.01 | 4905050 | 0 | 0 | 0 | 0 | 0 | 0 | 0 | 0 | 0 | 10 | 10 | 0 | 0 | 0 | 0 | 0 | 0 | 0 | 0 | 1 | 1 | 0.1 | 0 | 0 | 0.5 | 0.5 | 4294967294 | 0 | 0 | 0 | 0 | 1 | 0.99 | 1.01 | 2 | 2 | 40 | 40
0085 | Network Model.IntPrjfolder\Network Data.IntPrjfolder\Main Grid.ElmNet\0085.ElmTr2 | 0 | Library.IntPrjfolder\Equipment Type Library.IntPrjfolder\LT 20kV/0.4kV 100 kVA.TypTr2 | Network Model.IntPrjfolder\Network Data.IntPrjfolder\Main Grid.ElmNet | Network Model.IntPrjfolder\Network Data.IntPrjfolder\Main Grid.ElmNet\Bus167.ElmTerm\Cub_2.StaCubic | Network Model.IntPrjfolder\Network Data.IntPrjfolder\Main Grid.ElmNet\Bus166.ElmTerm\Cub_1.StaCubic | 1 | 0 | 0 | 0 | 0 | 1 | 0.99 | 1.01 | V | 0 | 0 | 0 | 0 | 0 | 0 | 0 | 1 | 0.1 | 0 | 0 | 1 | 1 | 1 | 1746413662 | 0 | 100 | 0 | 0 | 0 | 0 | 0 | 0 | 0 | 0 | 0 | 1 | 1 | 0 | 0085 | 0 | 0 | 0 | 0 | 0 | 0 | 0 | 1 | 0 | 0 | 0 | 0 | 0 | 0 | 100 | [[]] | 1970-01-01T00:00:00Z | 0 | 1 | 0.9 | Network Model.IntPrjfolder\Network Data.IntPrjfolder\Areas.IntArea\SANGKAPURA.ElmArea | Network Model.IntPrjfolder\Network Data.IntPrjfolder\Main Grid.ElmNet\Bus167.ElmTerm | Network Model.IntPrjfolder\Network Data.IntPrjfolder\Main Grid.ElmNet\Bus167.ElmTerm | 0 | 0 | Network Model.IntPrjfolder\Network Data.IntPrjfolder\Main Grid.ElmNet | Network Model.IntPrjfolder\Network Data.IntPrjfolder\Main Grid.ElmNet | 0 | 0 | 0 | 9999 | 0 | MAN | 0 | 0 | 0 | 0 | 0 | 1 | 0 | 0 | 0 | 0 | 1746599891 | 0 | 0 | 0 | 0 | 1 | 1 | 0 | 0 | 0 | 0 | 0 | 0 | 1 | 1 | 0 | 0 | 0 | 0 | 0 | 0 | 0 | 0 | 0 | 1 | 0 | 0 | 0 | 0 | 0 | 0 | 0 | 0 | 0 | V | 0.0028868 | 0.0028868 | 0.14434 | 0.14434 | 0.0028868 | 0.14434 | 0 | 1 | 0 | 0 | 0 | 0 | 0 | [0.0, 0.0] | 1 | 0 | 0 | 1 | 0 | 1 | 1 | 0 | 0 | 0 | 0 | 0 | 1 | 1 | 0.1 | 0.1 | 0.1 | 0.1 | 1 | 1 | 1 | 1 | 0 | 0 | 0 | 0 | 0 | 100 | [[]] | 0 | 0 | 0 | 0 | 0 | 4907771 | 0 | 0 | 0 | 0 | 0 | 0.01 | 4905050 | 0 | 0 | 0 | 0 | 0 | 0 | 0 | 0 | 0 | 10 | 10 | 0 | 0 | 0 | 0 | 0 | 0 | 0 | 0 | 1 | 1 | 0.1 | 0 | 0 | 0.5 | 0.5 | 4294967294 | 0 | 0 | 0 | 0 | 1 | 0.99 | 1.01 | 2 | 2 | 40 | 40
0007 | Network Model.IntPrjfolder\Network Data.IntPrjfolder\Main Grid.ElmNet\0007.ElmTr2 | 0 | Library.IntPrjfolder\Equipment Type Library.IntPrjfolder\LT 20kV/0.4kV 100 kVA.TypTr2 | Network Model.IntPrjfolder\Network Data.IntPrjfolder\Main Grid.ElmNet | Network Model.IntPrjfolder\Network Data.IntPrjfolder\Main Grid.ElmNet\Bus165.ElmTerm\Cub_1.StaCubic | Network Model.IntPrjfolder\Network Data.IntPrjfolder\Main Grid.ElmNet\Bus164.ElmTerm\Cub_1.StaCubic | 1 | 0 | 0 | 0 | 0 | 1 | 0.99 | 1.01 | V | 0 | 0 | 0 | 0 | 0 | 0 | 0 | 1 | 0.1 | 0 | 0 | 1 | 1 | 1 | 1746413666 | 0 | 100 | 0 | 0 | 0 | 0 | 0 | 0 | 0 | 0 | 0 | 1 | 1 | 0 | 0007 | 0 | 0 | 0 | 0 | 0 | 0 | 0 | 1 | 0 | 0 | 0 | 0 | 0 | 0 | 100 | [[]] | 1970-01-01T00:00:00Z | 0 | 1 | 0.9 | Network Model.IntPrjfolder\Network Data.IntPrjfolder\Areas.IntArea\SANGKAPURA.ElmArea | Network Model.IntPrjfolder\Network Data.IntPrjfolder\Main Grid.ElmNet\Bus165.ElmTerm | Network Model.IntPrjfolder\Network Data.IntPrjfolder\Main Grid.ElmNet\Bus165.ElmTerm | 0 | 0 | Network Model.IntPrjfolder\Network Data.IntPrjfolder\Main Grid.ElmNet | Network Model.IntPrjfolder\Network Data.IntPrjfolder\Main Grid.ElmNet | 0 | 0 | 0 | 9999 | 0 | MAN | 0 | 0 | 0 | 0 | 0 | 1 | 0 | 0 | 0 | 0 | 1746599891 | 0 | 0 | 0 | 0 | 1 | 1 | 0 | 0 | 0 | 0 | 0 | 0 | 1 | 1 | 0 | 0 | 0 | 0 | 0 | 0 | 0 | 0 | 0 | 1 | 0 | 0 | 0 | 0 | 0 | 0 | 0 | 0 | 0 | V | 0.0028868 | 0.0028868 | 0.14434 | 0.14434 | 0.0028868 | 0.14434 | 0 | 1 | 0 | 0 | 0 | 0 | 0 | [0.0, 0.0] | 1 | 0 | 0 | 1 | 0 | 1 | 1 | 0 | 0 | 0 | 0 | 0 | 1 | 1 | 0.1 | 0.1 | 0.1 | 0.1 | 1 | 1 | 1 | 1 | 0 | 0 | 0 | 0 | 0 | 100 | [[]] | 0 | 0 | 0 | 0 | 0 | 4907778 | 0 | 0 | 0 | 0 | 0 | 0.01 | 4905050 | 0 | 0 | 0 | 0 | 0 | 0 | 0 | 0 | 0 | 10 | 10 | 0 | 0 | 0 | 0 | 0 | 0 | 0 | 0 | 1 | 1 | 0.1 | 0 | 0 | 0.5 | 0.5 | 4294967294 | 0 | 0 | 0 | 0 | 1 | 0.99 | 1.01 | 2 | 2 | 40 | 40
0010 | Network Model.IntPrjfolder\Network Data.IntPrjfolder\Main Grid.ElmNet\0010.ElmTr2 | 0 | Library.IntPrjfolder\Equipment Type Library.IntPrjfolder\LT 20kV/0.4kV 100 kVA.TypTr2 | Network Model.IntPrjfolder\Network Data.IntPrjfolder\Main Grid.ElmNet | Network Model.IntPrjfolder\Network Data.IntPrjfolder\Main Grid.ElmNet\Terminal(32).ElmTerm\Cub_2.StaCubic | Network Model.IntPrjfolder\Network Data.IntPrjfolder\Main Grid.ElmNet\Bus333.ElmTerm\Cub_1.StaCubic | 1 | 0 | 0 | 0 | 0 | 1 | 0.99 | 1.01 | V | 0 | 0 | 0 | 0 | 0 | 0 | 0 | 1 | 0.1 | 0 | 0 | 1 | 1 | 1 | 1746413951 | 0 | 100 | 0 | 0 | 0 | 0 | 0 | 0 | 0 | 0 | 0 | 1 | 1 | 0 | 0010 | 0 | 0 | 0 | 0 | 0 | 0 | 0 | 1 | 0 | 0 | 0 | 0 | 0 | 0 | 100 | [[]] | 1970-01-01T00:00:00Z | 0 | 1 | 0.9 | Network Model.IntPrjfolder\Network Data.IntPrjfolder\Areas.IntArea\SANGKAPURA.ElmArea | Network Model.IntPrjfolder\Network Data.IntPrjfolder\Main Grid.ElmNet\Bus163.ElmTerm | Network Model.IntPrjfolder\Network Data.IntPrjfolder\Main Grid.ElmNet\Bus163.ElmTerm | 0 | 0 | Network Model.IntPrjfolder\Network Data.IntPrjfolder\Main Grid.ElmNet | Network Model.IntPrjfolder\Network Data.IntPrjfolder\Main Grid.ElmNet | 0 | 0 | 0 | 9999 | 0 | MAN | 0 | 0 | 0 | 0 | 0 | 1 | 0 | 0 | 0 | 0 | 1746599891 | 0 | 0 | 0 | 0 | 1 | 1 | 0 | 0 | 0 | 0 | 0 | 0 | 1 | 1 | 0 | 0 | 0 | 0 | 0 | 0 | 0 | 0 | 0 | 1 | 0 | 0 | 0 | 0 | 0 | 0 | 0 | 0 | 0 | V | 0.0028868 | 0.0028868 | 0.14434 | 0.14434 | 0.0028868 | 0.14434 | 0 | 1 | 0 | 0 | 0 | 0 | 0 | [0.0, 0.0] | 1 | 0 | 0 | 1 | 0 | 1 | 1 | 0 | 0 | 0 | 0 | 0 | 1 | 1 | 0.1 | 0.1 | 0.1 | 0.1 | 1 | 1 | 1 | 1 | 0 | 0 | 0 | 0 | 0 | 100 | [[]] | 0 | 0 | 0 | 0 | 0 | 4907843 | 0 | 0 | 0 | 0 | 0 | 0.01 | 4905050 | 0 | 0 | 0 | 0 | 0 | 0 | 0 | 0 | 0 | 10 | 10 | 0 | 0 | 0 | 0 | 0 | 0 | 0 | 0 | 1 | 1 | 0.1 | 0 | 0 | 0.5 | 0.5 | 4294967294 | 0 | 0 | 0 | 0 | 1 | 0.99 | 1.01 | 2 | 2 | 40 | 40
0009 | Network Model.IntPrjfolder\Network Data.IntPrjfolder\Main Grid.ElmNet\0009.ElmTr2 | 0 | Library.IntPrjfolder\Equipment Type Library.IntPrjfolder\LT 20kV/0.4kV 50 kVA.TypTr2 | Network Model.IntPrjfolder\Network Data.IntPrjfolder\Main Grid.ElmNet | Network Model.IntPrjfolder\Network Data.IntPrjfolder\Main Grid.ElmNet\Terminal(31).ElmTerm\Cub_3.StaCubic | Network Model.IntPrjfolder\Network Data.IntPrjfolder\Main Grid.ElmNet\Bus162.ElmTerm\Cub_1.StaCubic | 1 | 0 | 0 | 0 | 0 | 1 | 0.99 | 1.01 | V | 0 | 0 | 0 | 0 | 0 | 0 | 0 | 1 | 0.05 | 0 | 0 | 1 | 1 | 1 | 1746413952 | 0 | 100 | 0 | 0 | 0 | 0 | 0 | 0 | 0 | 0 | 0 | 1 | 1 | 0 | 0009 | 0 | 0 | 0 | 0 | 0 | 0 | 0 | 1 | 0 | 0 | 0 | 0 | 0 | 0 | 100 | [[]] | 1970-01-01T00:00:00Z | 0 | 1 | 0.9 | Network Model.IntPrjfolder\Network Data.IntPrjfolder\Areas.IntArea\SANGKAPURA.ElmArea | Network Model.IntPrjfolder\Network Data.IntPrjfolder\Main Grid.ElmNet\Bus163.ElmTerm | Network Model.IntPrjfolder\Network Data.IntPrjfolder\Main Grid.ElmNet\Bus163.ElmTerm | 0 | 0 | Network Model.IntPrjfolder\Network Data.IntPrjfolder\Main Grid.ElmNet | Network Model.IntPrjfolder\Network Data.IntPrjfolder\Main Grid.ElmNet | 0 | 0 | 0 | 9999 | 0 | MAN | 0 | 0 | 0 | 0 | 0 | 1 | 0 | 0 | 0 | 0 | 1746599891 | 0 | 0 | 0 | 0 | 1 | 1 | 0 | 0 | 0 | 0 | 0 | 0 | 1 | 1 | 0 | 0 | 0 | 0 | 0 | 0 | 0 | 0 | 0 | 1 | 0 | 0 | 0 | 0 | 0 | 0 | 0 | 0 | 0 | V | 0.0014434 | 0.0014434 | 0.072169 | 0.072169 | 0.0014434 | 0.072169 | 0 | 1 | 0 | 0 | 0 | 0 | 0 | [0.0, 0.0] | 1 | 0 | 0 | 1 | 0 | 1 | 1 | 0 | 0 | 0 | 0 | 0 | 1 | 1 | 0.1 | 0.1 | 0.1 | 0.1 | 1 | 1 | 1 | 1 | 0 | 0 | 0 | 0 | 0 | 100 | [[]] | 0 | 0 | 0 | 0 | 0 | 4907849 | 0 | 0 | 0 | 0 | 0 | 0.01 | 4905050 | 0 | 0 | 0 | 0 | 0 | 0 | 0 | 0 | 0 | 10 | 10 | 0 | 0 | 0 | 0 | 0 | 0 | 0 | 0 | 1 | 1 | 0.05 | 0 | 0 | 0.5 | 0.5 | 4294967294 | 0 | 0 | 0 | 0 | 1 | 0.99 | 1.01 | 2 | 2 | 80 | 80
0011 | Network Model.IntPrjfolder\Network Data.IntPrjfolder\Main Grid.ElmNet\0011.ElmTr2 | 0 | Library.IntPrjfolder\Equipment Type Library.IntPrjfolder\LT 20kV/0.4kV 160 kVA.TypTr2 | Network Model.IntPrjfolder\Network Data.IntPrjfolder\Main Grid.ElmNet | Network Model.IntPrjfolder\Network Data.IntPrjfolder\Main Grid.ElmNet\Bus171.ElmTerm\Cub_2.StaCubic | Network Model.IntPrjfolder\Network Data.IntPrjfolder\Main Grid.ElmNet\Bus170.ElmTerm\Cub_1.StaCubic | 1 | -2 | 0 | 0 | 0 | 1 | 0.99 | 1.01 | V | 0 | 0 | 0 | 0 | 0 | 0 | 0 | 1 | 0.16 | 0 | 0 | 1 | 1 | 1 | 1746414219 | 0 | 100 | 0 | 0 | 0 | 0 | 0 | 0 | 0 | 0 | 0 | 1 | 1 | 0 | 0011 | 0 | 0 | 0 | 0 | 0 | 0 | 0 | 1 | 0 | 0 | 0 | 0 | 0 | 0 | 100 | [[]] | 1970-01-01T00:00:00Z | 0 | 1 | 0.9 | Network Model.IntPrjfolder\Network Data.IntPrjfolder\Areas.IntArea\SANGKAPURA.ElmArea | Network Model.IntPrjfolder\Network Data.IntPrjfolder\Main Grid.ElmNet\Bus171.ElmTerm | Network Model.IntPrjfolder\Network Data.IntPrjfolder\Main Grid.ElmNet\Bus171.ElmTerm | 0 | 0 | Network Model.IntPrjfolder\Network Data.IntPrjfolder\Main Grid.ElmNet | Network Model.IntPrjfolder\Network Data.IntPrjfolder\Main Grid.ElmNet | 0 | 0 | 0 | 9999 | 0 | MAN | 0 | 0 | 0 | 0 | 0 | 1 | 0 | 0 | 0 | 0 | 1746599906 | 0 | 0 | 0 | 0 | 1 | 1 | 0 | 0 | 0 | 0 | 0 | 0 | 1 | 1 | 0 | 0 | 0 | 0 | 0 | 0 | 0 | 0 | 0 | 1 | 0 | 0 | 0 | 0 | 0 | 0 | 0 | 0 | 0 | V | 0.0046188 | 0.0046188 | 0.23094 | 0.23094 | 0.0046188 | 0.23094 | 0 | 1 | 0 | 0 | 0 | 0 | 0 | [0.0, 0.0] | 1 | 0 | 0 | 1 | 0 | 1 | 1 | 0 | 0 | 0 | 0 | 0 | 1 | 1 | 0.1 | 0.1 | 0.1 | 0.1 | 1 | 1 | 1 | 1 | 0 | 0 | 0 | 0 | 0 | 100 | [[]] | 0 | 0 | 0 | -2 | 0 | 4907900 | 0 | 0 | 0 | 0 | 0 | 0.01 | 4905050 | 0 | 0 | 0 | 0 | 0 | 0 | 0 | 0 | 0 | 10 | 10 | 0 | 0 | 0 | 0 | 0 | 0 | 0 | 0 | 1 | 1 | 0.16 | 0 | 0 | 0.5 | 0.5 | 4294967294 | 0 | 0 | 0 | 0 | 1 | 0.99 | 1.01 | 2 | 2 | 25 | 25
0012 | Network Model.IntPrjfolder\Network Data.IntPrjfolder\Main Grid.ElmNet\0012.ElmTr2 | 0 | Library.IntPrjfolder\Equipment Type Library.IntPrjfolder\LT 20kV/0.4kV 50 kVA.TypTr2 | Network Model.IntPrjfolder\Network Data.IntPrjfolder\Main Grid.ElmNet | Network Model.IntPrjfolder\Network Data.IntPrjfolder\Main Grid.ElmNet\Bus173.ElmTerm\Cub_2.StaCubic | Network Model.IntPrjfolder\Network Data.IntPrjfolder\Main Grid.ElmNet\Terminal(34).ElmTerm\Cub_1.StaCubic | 1 | 0 | 0 | 0 | 0 | 1 | 0.99 | 1.01 | V | 0 | 0 | 0 | 0 | 0 | 0 | 0 | 1 | 0.05 | 0 | 0 | 1 | 1 | 1 | 1746414292 | 0 | 100 | 0 | 0 | 0 | 0 | 0 | 0 | 0 | 0 | 0 | 1 | 1 | 0 | 0012 | 0 | 0 | 0 | 0 | 0 | 0 | 0 | 1 | 0 | 0 | 0 | 0 | 0 | 0 | 100 | [[]] | 1970-01-01T00:00:00Z | 0 | 1 | 0.9 | Network Model.IntPrjfolder\Network Data.IntPrjfolder\Areas.IntArea\SANGKAPURA.ElmArea | Network Model.IntPrjfolder\Network Data.IntPrjfolder\Main Grid.ElmNet\Bus173.ElmTerm | Network Model.IntPrjfolder\Network Data.IntPrjfolder\Main Grid.ElmNet\Bus173.ElmTerm | 0 | 0 | Network Model.IntPrjfolder\Network Data.IntPrjfolder\Main Grid.ElmNet | Network Model.IntPrjfolder\Network Data.IntPrjfolder\Main Grid.ElmNet | 0 | 0 | 0 | 9999 | 0 | MAN | 0 | 0 | 0 | 0 | 0 | 1 | 0 | 0 | 0 | 0 | 1746599906 | 0 | 0 | 0 | 0 | 1 | 1 | 0 | 0 | 0 | 0 | 0 | 0 | 1 | 1 | 0 | 0 | 0 | 0 | 0 | 0 | 0 | 0 | 0 | 1 | 0 | 0 | 0 | 0 | 0 | 0 | 0 | 0 | 0 | V | 0.0014434 | 0.0014434 | 0.072169 | 0.072169 | 0.0014434 | 0.072169 | 0 | 1 | 0 | 0 | 0 | 0 | 0 | [0.0, 0.0] | 1 | 0 | 0 | 1 | 0 | 1 | 1 | 0 | 0 | 0 | 0 | 0 | 1 | 1 | 0.1 | 0.1 | 0.1 | 0.1 | 1 | 1 | 1 | 1 | 0 | 0 | 0 | 0 | 0 | 100 | [[]] | 0 | 0 | 0 | 0 | 0 | 4907926 | 0 | 0 | 0 | 0 | 0 | 0.01 | 4905050 | 0 | 0 | 0 | 0 | 0 | 0 | 0 | 0 | 0 | 10 | 10 | 0 | 0 | 0 | 0 | 0 | 0 | 0 | 0 | 1 | 1 | 0.05 | 0 | 0 | 0.5 | 0.5 | 4294967294 | 0 | 0 | 0 | 0 | 1 | 0.99 | 1.01 | 2 | 2 | 80 | 80
0013 | Network Model.IntPrjfolder\Network Data.IntPrjfolder\Main Grid.ElmNet\0013.ElmTr2 | 0 | Library.IntPrjfolder\Equipment Type Library.IntPrjfolder\LT 20kV/0.4kV 100 kVA.TypTr2 | Network Model.IntPrjfolder\Network Data.IntPrjfolder\Main Grid.ElmNet | Network Model.IntPrjfolder\Network Data.IntPrjfolder\Main Grid.ElmNet\Bus175.ElmTerm\Cub_2.StaCubic | Network Model.IntPrjfolder\Network Data.IntPrjfolder\Main Grid.ElmNet\Bus174.ElmTerm\Cub_1.StaCubic | 1 | 0 | 0 | 0 | 0 | 1 | 0.99 | 1.01 | V | 0 | 0 | 0 | 0 | 0 | 0 | 0 | 1 | 0.1 | 0 | 0 | 1 | 1 | 1 | 1746414447 | 0 | 100 | 0 | 0 | 0 | 0 | 0 | 0 | 0 | 0 | 0 | 1 | 1 | 0 | 0013 | 0 | 0 | 0 | 0 | 0 | 0 | 0 | 1 | 0 | 0 | 0 | 0 | 0 | 0 | 100 | [[]] | 1970-01-01T00:00:00Z | 0 | 1 | 0.9 | Network Model.IntPrjfolder\Network Data.IntPrjfolder\Areas.IntArea\SANGKAPURA.ElmArea | Network Model.IntPrjfolder\Network Data.IntPrjfolder\Main Grid.ElmNet\Bus175.ElmTerm | Network Model.IntPrjfolder\Network Data.IntPrjfolder\Main Grid.ElmNet\Bus175.ElmTerm | 0 | 0 | Network Model.IntPrjfolder\Network Data.IntPrjfolder\Main Grid.ElmNet | Network Model.IntPrjfolder\Network Data.IntPrjfolder\Main Grid.ElmNet | 0 | 0 | 0 | 9999 | 0 | MAN | 0 | 0 | 0 | 0 | 0 | 1 | 0 | 0 | 0 | 0 | 1746599906 | 0 | 0 | 0 | 0 | 1 | 1 | 0 | 0 | 0 | 0 | 0 | 0 | 1 | 1 | 0 | 0 | 0 | 0 | 0 | 0 | 0 | 0 | 0 | 1 | 0 | 0 | 0 | 0 | 0 | 0 | 0 | 0 | 0 | V | 0.0028868 | 0.0028868 | 0.14434 | 0.14434 | 0.0028868 | 0.14434 | 0 | 1 | 0 | 0 | 0 | 0 | 0 | [0.0, 0.0] | 1 | 0 | 0 | 1 | 0 | 1 | 1 | 0 | 0 | 0 | 0 | 0 | 1 | 1 | 0.1 | 0.1 | 0.1 | 0.1 | 1 | 1 | 1 | 1 | 0 | 0 | 0 | 0 | 0 | 100 | [[]] | 0 | 0 | 0 | 0 | 0 | 4907960 | 0 | 0 | 0 | 0 | 0 | 0.01 | 4905050 | 0 | 0 | 0 | 0 | 0 | 0 | 0 | 0 | 0 | 10 | 10 | 0 | 0 | 0 | 0 | 0 | 0 | 0 | 0 | 1 | 1 | 0.1 | 0 | 0 | 0.5 | 0.5 | 4294967294 | 0 | 0 | 0 | 0 | 1 | 0.99 | 1.01 | 2 | 2 | 40 | 40
0102 | Network Model.IntPrjfolder\Network Data.IntPrjfolder\Main Grid.ElmNet\0102.ElmTr2 | 0 | Library.IntPrjfolder\Equipment Type Library.IntPrjfolder\LT 20kV/0.4kV 100 kVA.TypTr2 | Network Model.IntPrjfolder\Network Data.IntPrjfolder\Main Grid.ElmNet | Network Model.IntPrjfolder\Network Data.IntPrjfolder\Main Grid.ElmNet\Bus335.ElmTerm\Cub_2.StaCubic | Network Model.IntPrjfolder\Network Data.IntPrjfolder\Main Grid.ElmNet\Bus176.ElmTerm\Cub_1.StaCubic | 1 | -2 | 0 | 0 | 0 | 1 | 0.99 | 1.01 | V | 0 | 0 | 0 | 0 | 0 | 0 | 0 | 1 | 0.1 | 0 | 0 | 1 | 1 | 1 | 1746414823 | 0 | 100 | 0 | 0 | 0 | 0 | 0 | 0 | 0 | 0 | 0 | 1 | 1 | 0 | 0102 | 0 | 0 | 0 | 0 | 0 | 0 | 0 | 1 | 0 | 0 | 0 | 0 | 0 | 0 | 100 | [[]] | 1970-01-01T00:00:00Z | 0 | 1 | 0.9 | Network Model.IntPrjfolder\Network Data.IntPrjfolder\Areas.IntArea\SANGKAPURA.ElmArea | Network Model.IntPrjfolder\Network Data.IntPrjfolder\Main Grid.ElmNet\Bus177.ElmTerm | Network Model.IntPrjfolder\Network Data.IntPrjfolder\Main Grid.ElmNet\Bus177.ElmTerm | 0 | 0 | Network Model.IntPrjfolder\Network Data.IntPrjfolder\Main Grid.ElmNet | Network Model.IntPrjfolder\Network Data.IntPrjfolder\Main Grid.ElmNet | 0 | 0 | 0 | 9999 | 0 | MAN | 0 | 0 | 0 | 0 | 0 | 1 | 0 | 0 | 0 | 0 | 1746599906 | 0 | 0 | 0 | 0 | 1 | 1 | 0 | 0 | 0 | 0 | 0 | 0 | 1 | 1 | 0 | 0 | 0 | 0 | 0 | 0 | 0 | 0 | 0 | 1 | 0 | 0 | 0 | 0 | 0 | 0 | 0 | 0 | 0 | V | 0.0028868 | 0.0028868 | 0.14434 | 0.14434 | 0.0028868 | 0.14434 | 0 | 1 | 0 | 0 | 0 | 0 | 0 | [0.0, 0.0] | 1 | 0 | 0 | 1 | 0 | 1 | 1 | 0 | 0 | 0 | 0 | 0 | 1 | 1 | 0.1 | 0.1 | 0.1 | 0.1 | 1 | 1 | 1 | 1 | 0 | 0 | 0 | 0 | 0 | 100 | [[]] | 0 | 0 | 0 | -2 | 0 | 4907996 | 0 | 0 | 0 | 0 | 0 | 0.01 | 4905050 | 0 | 0 | 0 | 0 | 0 | 0 | 0 | 0 | 0 | 10 | 10 | 0 | 0 | 0 | 0 | 0 | 0 | 0 | 0 | 1 | 1 | 0.1 | 0 | 0 | 0.5 | 0.5 | 4294967294 | 0 | 0 | 0 | 0 | 1 | 0.99 | 1.01 | 2 | 2 | 40 | 40
0070 | Network Model.IntPrjfolder\Network Data.IntPrjfolder\Main Grid.ElmNet\0070.ElmTr2 | 0 | Library.IntPrjfolder\Equipment Type Library.IntPrjfolder\LT 20kV/0.4kV 100 kVA.TypTr2 | Network Model.IntPrjfolder\Network Data.IntPrjfolder\Main Grid.ElmNet | Network Model.IntPrjfolder\Network Data.IntPrjfolder\Main Grid.ElmNet\Bus179.ElmTerm\Cub_2.StaCubic | Network Model.IntPrjfolder\Network Data.IntPrjfolder\Main Grid.ElmNet\Bus178.ElmTerm\Cub_1.StaCubic | 1 | -2 | 0 | 0 | 0 | 1 | 0.99 | 1.01 | V | 0 | 0 | 0 | 0 | 0 | 0 | 0 | 1 | 0.1 | 0 | 0 | 1 | 1 | 1 | 1746414999 | 0 | 100 | 0 | 0 | 0 | 0 | 0 | 0 | 0 | 0 | 0 | 1 | 1 | 0 | 0070 | 0 | 0 | 0 | 0 | 0 | 0 | 0 | 1 | 0 | 0 | 0 | 0 | 0 | 0 | 100 | [[]] | 1970-01-01T00:00:00Z | 0 | 1 | 0.9 | Network Model.IntPrjfolder\Network Data.IntPrjfolder\Areas.IntArea\SANGKAPURA.ElmArea | Network Model.IntPrjfolder\Network Data.IntPrjfolder\Main Grid.ElmNet\Bus179.ElmTerm | Network Model.IntPrjfolder\Network Data.IntPrjfolder\Main Grid.ElmNet\Bus179.ElmTerm | 0 | 0 | Network Model.IntPrjfolder\Network Data.IntPrjfolder\Main Grid.ElmNet | Network Model.IntPrjfolder\Network Data.IntPrjfolder\Main Grid.ElmNet | 0 | 0 | 0 | 9999 | 0 | MAN | 0 | 0 | 0 | 0 | 0 | 1 | 0 | 0 | 0 | 0 | 1746599906 | 0 | 0 | 0 | 0 | 1 | 1 | 0 | 0 | 0 | 0 | 0 | 0 | 1 | 1 | 0 | 0 | 0 | 0 | 0 | 0 | 0 | 0 | 0 | 1 | 0 | 0 | 0 | 0 | 0 | 0 | 0 | 0 | 0 | V | 0.0028868 | 0.0028868 | 0.14434 | 0.14434 | 0.0028868 | 0.14434 | 0 | 1 | 0 | 0 | 0 | 0 | 0 | [0.0, 0.0] | 1 | 0 | 0 | 1 | 0 | 1 | 1 | 0 | 0 | 0 | 0 | 0 | 1 | 1 | 0.1 | 0.1 | 0.1 | 0.1 | 1 | 1 | 1 | 1 | 0 | 0 | 0 | 0 | 0 | 100 | [[]] | 0 | 0 | 0 | -2 | 0 | 4908039 | 0 | 0 | 0 | 0 | 0 | 0.01 | 4905050 | 0 | 0 | 0 | 0 | 0 | 0 | 0 | 0 | 0 | 10 | 10 | 0 | 0 | 0 | 0 | 0 | 0 | 0 | 0 | 1 | 1 | 0.1 | 0 | 0 | 0.5 | 0.5 | 4294967294 | 0 | 0 | 0 | 0 | 1 | 0.99 | 1.01 | 2 | 2 | 40 | 40
0071 | Network Model.IntPrjfolder\Network Data.IntPrjfolder\Main Grid.ElmNet\0071.ElmTr2 | 0 | Library.IntPrjfolder\Equipment Type Library.IntPrjfolder\LT 20kV/0.4kV 100 kVA.TypTr2 | Network Model.IntPrjfolder\Network Data.IntPrjfolder\Main Grid.ElmNet | Network Model.IntPrjfolder\Network Data.IntPrjfolder\Main Grid.ElmNet\Bus181.ElmTerm\Cub_2.StaCubic | Network Model.IntPrjfolder\Network Data.IntPrjfolder\Main Grid.ElmNet\Bus180.ElmTerm\Cub_1.StaCubic | 1 | -2 | 0 | 0 | 0 | 1 | 0.99 | 1.01 | V | 0 | 0 | 0 | 0 | 0 | 0 | 0 | 1 | 0.1 | 0 | 0 | 1 | 1 | 1 | 1746415145 | 0 | 100 | 0 | 0 | 0 | 0 | 0 | 0 | 0 | 0 | 0 | 1 | 1 | 0 | 0071 | 0 | 0 | 0 | 0 | 0 | 0 | 0 | 1 | 0 | 0 | 0 | 0 | 0 | 0 | 100 | [[]] | 1970-01-01T00:00:00Z | 0 | 1 | 0.9 | Network Model.IntPrjfolder\Network Data.IntPrjfolder\Areas.IntArea\SANGKAPURA.ElmArea | Network Model.IntPrjfolder\Network Data.IntPrjfolder\Main Grid.ElmNet\Bus181.ElmTerm | Network Model.IntPrjfolder\Network Data.IntPrjfolder\Main Grid.ElmNet\Bus181.ElmTerm | 0 | 0 | Network Model.IntPrjfolder\Network Data.IntPrjfolder\Main Grid.ElmNet | Network Model.IntPrjfolder\Network Data.IntPrjfolder\Main Grid.ElmNet | 0 | 0 | 0 | 9999 | 0 | MAN | 0 | 0 | 0 | 0 | 0 | 1 | 0 | 0 | 0 | 0 | 1746599906 | 0 | 0 | 0 | 0 | 1 | 1 | 0 | 0 | 0 | 0 | 0 | 0 | 1 | 1 | 0 | 0 | 0 | 0 | 0 | 0 | 0 | 0 | 0 | 1 | 0 | 0 | 0 | 0 | 0 | 0 | 0 | 0 | 0 | V | 0.0028868 | 0.0028868 | 0.14434 | 0.14434 | 0.0028868 | 0.14434 | 0 | 1 | 0 | 0 | 0 | 0 | 0 | [0.0, 0.0] | 1 | 0 | 0 | 1 | 0 | 1 | 1 | 0 | 0 | 0 | 0 | 0 | 1 | 1 | 0.1 | 0.1 | 0.1 | 0.1 | 1 | 1 | 1 | 1 | 0 | 0 | 0 | 0 | 0 | 100 | [[]] | 0 | 0 | 0 | -2 | 0 | 4908065 | 0 | 0 | 0 | 0 | 0 | 0.01 | 4905050 | 0 | 0 | 0 | 0 | 0 | 0 | 0 | 0 | 0 | 10 | 10 | 0 | 0 | 0 | 0 | 0 | 0 | 0 | 0 | 1 | 1 | 0.1 | 0 | 0 | 0.5 | 0.5 | 4294967294 | 0 | 0 | 0 | 0 | 1 | 0.99 | 1.01 | 2 | 2 | 40 | 40
0072 | Network Model.IntPrjfolder\Network Data.IntPrjfolder\Main Grid.ElmNet\0072.ElmTr2 | 0 | Library.IntPrjfolder\Equipment Type Library.IntPrjfolder\LT 20kV/0.4kV 100 kVA.TypTr2 | Network Model.IntPrjfolder\Network Data.IntPrjfolder\Main Grid.ElmNet | Network Model.IntPrjfolder\Network Data.IntPrjfolder\Main Grid.ElmNet\Bus183.ElmTerm\Cub_2.StaCubic | Network Model.IntPrjfolder\Network Data.IntPrjfolder\Main Grid.ElmNet\Bus182.ElmTerm\Cub_1.StaCubic | 1 | -2 | 0 | 0 | 0 | 1 | 0.99 | 1.01 | V | 0 | 0 | 0 | 0 | 0 | 0 | 0 | 1 | 0.1 | 0 | 0 | 1 | 1 | 1 | 1746415347 | 0 | 100 | 0 | 0 | 0 | 0 | 0 | 0 | 0 | 0 | 0 | 1 | 1 | 0 | 0072 | 0 | 0 | 0 | 0 | 0 | 0 | 0 | 1 | 0 | 0 | 0 | 0 | 0 | 0 | 100 | [[]] | 1970-01-01T00:00:00Z | 0 | 1 | 0.9 | Network Model.IntPrjfolder\Network Data.IntPrjfolder\Areas.IntArea\SANGKAPURA.ElmArea | Network Model.IntPrjfolder\Network Data.IntPrjfolder\Main Grid.ElmNet\Bus183.ElmTerm | Network Model.IntPrjfolder\Network Data.IntPrjfolder\Main Grid.ElmNet\Bus183.ElmTerm | 0 | 0 | Network Model.IntPrjfolder\Network Data.IntPrjfolder\Main Grid.ElmNet | Network Model.IntPrjfolder\Network Data.IntPrjfolder\Main Grid.ElmNet | 0 | 0 | 0 | 9999 | 0 | MAN | 0 | 0 | 0 | 0 | 0 | 1 | 0 | 0 | 0 | 0 | 1746599906 | 0 | 0 | 0 | 0 | 1 | 1 | 0 | 0 | 0 | 0 | 0 | 0 | 1 | 1 | 0 | 0 | 0 | 0 | 0 | 0 | 0 | 0 | 0 | 1 | 0 | 0 | 0 | 0 | 0 | 0 | 0 | 0 | 0 | V | 0.0028868 | 0.0028868 | 0.14434 | 0.14434 | 0.0028868 | 0.14434 | 0 | 1 | 0 | 0 | 0 | 0 | 0 | [0.0, 0.0] | 1 | 0 | 0 | 1 | 0 | 1 | 1 | 0 | 0 | 0 | 0 | 0 | 1 | 1 | 0.1 | 0.1 | 0.1 | 0.1 | 1 | 1 | 1 | 1 | 0 | 0 | 0 | 0 | 0 | 100 | [[]] | 0 | 0 | 0 | -2 | 0 | 4908110 | 0 | 0 | 0 | 0 | 0 | 0.01 | 4905050 | 0 | 0 | 0 | 0 | 0 | 0 | 0 | 0 | 0 | 10 | 10 | 0 | 0 | 0 | 0 | 0 | 0 | 0 | 0 | 1 | 1 | 0.1 | 0 | 0 | 0.5 | 0.5 | 4294967294 | 0 | 0 | 0 | 0 | 1 | 0.99 | 1.01 | 2 | 2 | 40 | 40
0068 | Network Model.IntPrjfolder\Network Data.IntPrjfolder\Main Grid.ElmNet\0068.ElmTr2 | 0 | Library.IntPrjfolder\Equipment Type Library.IntPrjfolder\LT 20kV/0.4kV 100 kVA.TypTr2 | Network Model.IntPrjfolder\Network Data.IntPrjfolder\Main Grid.ElmNet | Network Model.IntPrjfolder\Network Data.IntPrjfolder\Main Grid.ElmNet\Bus132.ElmTerm\Cub_3.StaCubic | Network Model.IntPrjfolder\Network Data.IntPrjfolder\Main Grid.ElmNet\Bus131.ElmTerm\Cub_1.StaCubic | 1 | -2 | 0 | 0 | 0 | 1 | 0.99 | 1.01 | V | 0 | 0 | 0 | 0 | 0 | 0 | 0 | 1 | 0.1 | 0 | 0 | 1 | 1 | 1 | 1746415435 | 0 | 100 | 0 | 0 | 0 | 0 | 0 | 0 | 0 | 0 | 0 | 1 | 1 | 0 | 0068 | 0 | 0 | 0 | 0 | 0 | 0 | 0 | 1 | 0 | 0 | 0 | 0 | 0 | 0 | 100 | [[]] | 1970-01-01T00:00:00Z | 0 | 1 | 0.9 | Network Model.IntPrjfolder\Network Data.IntPrjfolder\Areas.IntArea\SANGKAPURA.ElmArea | Network Model.IntPrjfolder\Network Data.IntPrjfolder\Main Grid.ElmNet\Bus132.ElmTerm | Network Model.IntPrjfolder\Network Data.IntPrjfolder\Main Grid.ElmNet\Bus132.ElmTerm | 0 | 0 | Network Model.IntPrjfolder\Network Data.IntPrjfolder\Main Grid.ElmNet | Network Model.IntPrjfolder\Network Data.IntPrjfolder\Main Grid.ElmNet | 0 | 0 | 0 | 9999 | 0 | MAN | 0 | 0 | 0 | 0 | 0 | 1 | 0 | 0 | 0 | 0 | 1746599906 | 0 | 0 | 0 | 0 | 1 | 1 | 0 | 0 | 0 | 0 | 0 | 0 | 1 | 1 | 0 | 0 | 0 | 0 | 0 | 0 | 0 | 0 | 0 | 1 | 0 | 0 | 0 | 0 | 0 | 0 | 0 | 0 | 0 | V | 0.0028868 | 0.0028868 | 0.14434 | 0.14434 | 0.0028868 | 0.14434 | 0 | 1 | 0 | 0 | 0 | 0 | 0 | [0.0, 0.0] | 1 | 0 | 0 | 1 | 0 | 1 | 1 | 0 | 0 | 0 | 0 | 0 | 1 | 1 | 0.1 | 0.1 | 0.1 | 0.1 | 1 | 1 | 1 | 1 | 0 | 0 | 0 | 0 | 0 | 100 | [[]] | 0 | 0 | 0 | -2 | 0 | 4908146 | 0 | 0 | 0 | 0 | 0 | 0.01 | 4905050 | 0 | 0 | 0 | 0 | 0 | 0 | 0 | 0 | 0 | 10 | 10 | 0 | 0 | 0 | 0 | 0 | 0 | 0 | 0 | 1 | 1 | 0.1 | 0 | 0 | 0.5 | 0.5 | 4294967294 | 0 | 0 | 0 | 0 | 1 | 0.99 | 1.01 | 2 | 2 | 40 | 40
0069 | Network Model.IntPrjfolder\Network Data.IntPrjfolder\Main Grid.ElmNet\0069.ElmTr2 | 0 | Library.IntPrjfolder\Equipment Type Library.IntPrjfolder\LT 20kV/0.4kV 50 kVA.TypTr2 | Network Model.IntPrjfolder\Network Data.IntPrjfolder\Main Grid.ElmNet | Network Model.IntPrjfolder\Network Data.IntPrjfolder\Main Grid.ElmNet\Bus338.ElmTerm\Cub_2.StaCubic | Network Model.IntPrjfolder\Network Data.IntPrjfolder\Main Grid.ElmNet\Bus133.ElmTerm\Cub_1.StaCubic | 1 | -2 | 0 | 0 | 0 | 1 | 0.99 | 1.01 | V | 0 | 0 | 0 | 0 | 0 | 0 | 0 | 1 | 0.05 | 0 | 0 | 1 | 1 | 1 | 1746415442 | 0 | 100 | 0 | 0 | 0 | 0 | 0 | 0 | 0 | 0 | 0 | 1 | 1 | 0 | 0069 | 0 | 0 | 0 | 0 | 0 | 0 | 0 | 1 | 0 | 0 | 0 | 0 | 0 | 0 | 100 | [[]] | 1970-01-01T00:00:00Z | 0 | 1 | 0.9 | Network Model.IntPrjfolder\Network Data.IntPrjfolder\Areas.IntArea\SANGKAPURA.ElmArea | Network Model.IntPrjfolder\Network Data.IntPrjfolder\Main Grid.ElmNet\Bus132.ElmTerm | Network Model.IntPrjfolder\Network Data.IntPrjfolder\Main Grid.ElmNet\Bus132.ElmTerm | 0 | 0 | Network Model.IntPrjfolder\Network Data.IntPrjfolder\Main Grid.ElmNet | Network Model.IntPrjfolder\Network Data.IntPrjfolder\Main Grid.ElmNet | 0 | 0 | 0 | 9999 | 0 | MAN | 0 | 0 | 0 | 0 | 0 | 1 | 0 | 0 | 0 | 0 | 1746599906 | 0 | 0 | 0 | 0 | 1 | 1 | 0 | 0 | 0 | 0 | 0 | 0 | 1 | 1 | 0 | 0 | 0 | 0 | 0 | 0 | 0 | 0 | 0 | 1 | 0 | 0 | 0 | 0 | 0 | 0 | 0 | 0 | 0 | V | 0.0014434 | 0.0014434 | 0.072169 | 0.072169 | 0.0014434 | 0.072169 | 0 | 1 | 0 | 0 | 0 | 0 | 0 | [0.0, 0.0] | 1 | 0 | 0 | 1 | 0 | 1 | 1 | 0 | 0 | 0 | 0 | 0 | 1 | 1 | 0.1 | 0.1 | 0.1 | 0.1 | 1 | 1 | 1 | 1 | 0 | 0 | 0 | 0 | 0 | 100 | [[]] | 0 | 0 | 0 | -2 | 0 | 4908153 | 0 | 0 | 0 | 0 | 0 | 0.01 | 4905050 | 0 | 0 | 0 | 0 | 0 | 0 | 0 | 0 | 0 | 10 | 10 | 0 | 0 | 0 | 0 | 0 | 0 | 0 | 0 | 1 | 1 | 0.05 | 0 | 0 | 0.5 | 0.5 | 4294967294 | 0 | 0 | 0 | 0 | 1 | 0.99 | 1.01 | 2 | 2 | 80 | 80
0067 | Network Model.IntPrjfolder\Network Data.IntPrjfolder\Main Grid.ElmNet\0067.ElmTr2 | 0 | Library.IntPrjfolder\Equipment Type Library.IntPrjfolder\LT 20kV/0.4kV 100 kVA.TypTr2 | Network Model.IntPrjfolder\Network Data.IntPrjfolder\Main Grid.ElmNet | Network Model.IntPrjfolder\Network Data.IntPrjfolder\Main Grid.ElmNet\Bus136.ElmTerm\Cub_2.StaCubic | Network Model.IntPrjfolder\Network Data.IntPrjfolder\Main Grid.ElmNet\Bus135.ElmTerm\Cub_1.StaCubic | 1 | -3 | 0 | 0 | 0 | 1 | 0.99 | 1.01 | V | 0 | 0 | 0 | 0 | 0 | 0 | 0 | 1 | 0.1 | 0 | 0 | 1 | 1 | 1 | 1746415550 | 0 | 100 | 0 | 0 | 0 | 0 | 0 | 0 | 0 | 0 | 0 | 1 | 1 | 0 | 0067 | 0 | 0 | 0 | 0 | 0 | 0 | 0 | 1 | 0 | 0 | 0 | 0 | 0 | 0 | 100 | [[]] | 1970-01-01T00:00:00Z | 0 | 1 | 0.9 | Network Model.IntPrjfolder\Network Data.IntPrjfolder\Areas.IntArea\SANGKAPURA.ElmArea | Network Model.IntPrjfolder\Network Data.IntPrjfolder\Main Grid.ElmNet\Bus136.ElmTerm | Network Model.IntPrjfolder\Network Data.IntPrjfolder\Main Grid.ElmNet\Bus136.ElmTerm | 0 | 0 | Network Model.IntPrjfolder\Network Data.IntPrjfolder\Main Grid.ElmNet | Network Model.IntPrjfolder\Network Data.IntPrjfolder\Main Grid.ElmNet | 0 | 0 | 0 | 9999 | 0 | MAN | 0 | 0 | 0 | 0 | 0 | 1 | 0 | 0 | 0 | 0 | 1746599906 | 0 | 0 | 0 | 0 | 1 | 1 | 0 | 0 | 0 | 0 | 0 | 0 | 1 | 1 | 0 | 0 | 0 | 0 | 0 | 0 | 0 | 0 | 0 | 1 | 0 | 0 | 0 | 0 | 0 | 0 | 0 | 0 | 0 | V | 0.0028868 | 0.0028868 | 0.14434 | 0.14434 | 0.0028868 | 0.14434 | 0 | 1 | 0 | 0 | 0 | 0 | 0 | [0.0, 0.0] | 1 | 0 | 0 | 1 | 0 | 1 | 1 | 0 | 0 | 0 | 0 | 0 | 1 | 1 | 0.1 | 0.1 | 0.1 | 0.1 | 1 | 1 | 1 | 1 | 0 | 0 | 0 | 0 | 0 | 100 | [[]] | 0 | 0 | 0 | -3 | 0 | 4908185 | 0 | 0 | 0 | 0 | 0 | 0.01 | 4905050 | 0 | 0 | 0 | 0 | 0 | 0 | 0 | 0 | 0 | 10 | 10 | 0 | 0 | 0 | 0 | 0 | 0 | 0 | 0 | 1 | 1 | 0.1 | 0 | 0 | 0.5 | 0.5 | 4294967294 | 0 | 0 | 0 | 0 | 1 | 0.99 | 1.01 | 2 | 2 | 40 | 40
0084 | Network Model.IntPrjfolder\Network Data.IntPrjfolder\Main Grid.ElmNet\0084.ElmTr2 | 0 | Library.IntPrjfolder\Equipment Type Library.IntPrjfolder\LT 20kV/0.4kV 100 kVA.TypTr2 | Network Model.IntPrjfolder\Network Data.IntPrjfolder\Main Grid.ElmNet | Network Model.IntPrjfolder\Network Data.IntPrjfolder\Main Grid.ElmNet\Bus139.ElmTerm\Cub_2.StaCubic | Network Model.IntPrjfolder\Network Data.IntPrjfolder\Main Grid.ElmNet\Bus138.ElmTerm\Cub_1.StaCubic | 1 | -2 | 0 | 0 | 0 | 1 | 0.99 | 1.01 | V | 0 | 0 | 0 | 0 | 0 | 0 | 0 | 1 | 0.1 | 0 | 0 | 1 | 1 | 1 | 1746415650 | 0 | 100 | 0 | 0 | 0 | 0 | 0 | 0 | 0 | 0 | 0 | 1 | 1 | 0 | 0084 | 0 | 0 | 0 | 0 | 0 | 0 | 0 | 1 | 0 | 0 | 0 | 0 | 0 | 0 | 100 | [[]] | 1970-01-01T00:00:00Z | 0 | 1 | 0.9 | Network Model.IntPrjfolder\Network Data.IntPrjfolder\Areas.IntArea\SANGKAPURA.ElmArea | Network Model.IntPrjfolder\Network Data.IntPrjfolder\Main Grid.ElmNet\Bus139.ElmTerm | Network Model.IntPrjfolder\Network Data.IntPrjfolder\Main Grid.ElmNet\Bus139.ElmTerm | 0 | 0 | Network Model.IntPrjfolder\Network Data.IntPrjfolder\Main Grid.ElmNet | Network Model.IntPrjfolder\Network Data.IntPrjfolder\Main Grid.ElmNet | 0 | 0 | 0 | 9999 | 0 | MAN | 0 | 0 | 0 | 0 | 0 | 1 | 0 | 0 | 0 | 0 | 1746599906 | 0 | 0 | 0 | 0 | 1 | 1 | 0 | 0 | 0 | 0 | 0 | 0 | 1 | 1 | 0 | 0 | 0 | 0 | 0 | 0 | 0 | 0 | 0 | 1 | 0 | 0 | 0 | 0 | 0 | 0 | 0 | 0 | 0 | V | 0.0028868 | 0.0028868 | 0.14434 | 0.14434 | 0.0028868 | 0.14434 | 0 | 1 | 0 | 0 | 0 | 0 | 0 | [0.0, 0.0] | 1 | 0 | 0 | 1 | 0 | 1 | 1 | 0 | 0 | 0 | 0 | 0 | 1 | 1 | 0.1 | 0.1 | 0.1 | 0.1 | 1 | 1 | 1 | 1 | 0 | 0 | 0 | 0 | 0 | 100 | [[]] | 0 | 0 | 0 | -2 | 0 | 4908214 | 0 | 0 | 0 | 0 | 0 | 0.01 | 4905050 | 0 | 0 | 0 | 0 | 0 | 0 | 0 | 0 | 0 | 10 | 10 | 0 | 0 | 0 | 0 | 0 | 0 | 0 | 0 | 1 | 1 | 0.1 | 0 | 0 | 0.5 | 0.5 | 4294967294 | 0 | 0 | 0 | 0 | 1 | 0.99 | 1.01 | 2 | 2 | 40 | 40
0066 | Network Model.IntPrjfolder\Network Data.IntPrjfolder\Main Grid.ElmNet\0066.ElmTr2 | 0 | Library.IntPrjfolder\Equipment Type Library.IntPrjfolder\LT 20kV/0.4kV 50 kVA.TypTr2 | Network Model.IntPrjfolder\Network Data.IntPrjfolder\Main Grid.ElmNet | Network Model.IntPrjfolder\Network Data.IntPrjfolder\Main Grid.ElmNet\Bus141.ElmTerm\Cub_2.StaCubic | Network Model.IntPrjfolder\Network Data.IntPrjfolder\Main Grid.ElmNet\Bus140.ElmTerm\Cub_1.StaCubic | 1 | -2 | 0 | 0 | 0 | 1 | 0.99 | 1.01 | V | 0 | 0 | 0 | 0 | 0 | 0 | 0 | 1 | 0.05 | 0 | 0 | 1 | 1 | 1 | 1746415756 | 0 | 100 | 0 | 0 | 0 | 0 | 0 | 0 | 0 | 0 | 0 | 1 | 1 | 0 | 0066 | 0 | 0 | 0 | 0 | 0 | 0 | 0 | 1 | 0 | 0 | 0 | 0 | 0 | 0 | 100 | [[]] | 1970-01-01T00:00:00Z | 0 | 1 | 0.9 | Network Model.IntPrjfolder\Network Data.IntPrjfolder\Areas.IntArea\SANGKAPURA.ElmArea | Network Model.IntPrjfolder\Network Data.IntPrjfolder\Main Grid.ElmNet\Bus141.ElmTerm | Network Model.IntPrjfolder\Network Data.IntPrjfolder\Main Grid.ElmNet\Bus141.ElmTerm | 0 | 0 | Network Model.IntPrjfolder\Network Data.IntPrjfolder\Main Grid.ElmNet | Network Model.IntPrjfolder\Network Data.IntPrjfolder\Main Grid.ElmNet | 0 | 0 | 0 | 9999 | 0 | MAN | 0 | 0 | 0 | 0 | 0 | 1 | 0 | 0 | 0 | 0 | 1746585466 | 0 | 0 | 0 | 0 | 1 | 1 | 0 | 0 | 0 | 0 | 0 | 0 | 1 | 1 | 0 | 0 | 0 | 0 | 0 | 0 | 0 | 0 | 0 | 1 | 0 | 0 | 0 | 0 | 0 | 0 | 0 | 0 | 0 | V | 0.0014434 | 0.0014434 | 0.072169 | 0.072169 | 0.0014434 | 0.072169 | 0 | 1 | 0 | 0 | 0 | 0 | 0 | [0.0, 0.0] | 1 | 0 | 0 | 1 | 0 | 1 | 1 | 0 | 0 | 0 | 0 | 0 | 1 | 1 | 0.1 | 0.1 | 0.1 | 0.1 | 1 | 1 | 1 | 1 | 0 | 0 | 0 | 0 | 0 | 100 | [[]] | 0 | 0 | 0 | -2 | 0 | 4908243 | 0 | 0 | 0 | 0 | 0 | 0.01 | 4905050 | 0 | 0 | 0 | 0 | 0 | 0 | 0 | 0 | 0 | 10 | 10 | 0 | 0 | 0 | 0 | 0 | 0 | 0 | 0 | 1 | 1 | 0.05 | 0 | 0 | 0.5 | 0.5 | 4294967294 | 0 | 0 | 0 | 0 | 1 | 0.99 | 1.01 | 2 | 2 | 80 | 80
0065 | Network Model.IntPrjfolder\Network Data.IntPrjfolder\Main Grid.ElmNet\0065.ElmTr2 | 0 | Library.IntPrjfolder\Equipment Type Library.IntPrjfolder\LT 20kV/0.4kV 100 kVA.TypTr2 | Network Model.IntPrjfolder\Network Data.IntPrjfolder\Main Grid.ElmNet | Network Model.IntPrjfolder\Network Data.IntPrjfolder\Main Grid.ElmNet\Bus143.ElmTerm\Cub_2.StaCubic | Network Model.IntPrjfolder\Network Data.IntPrjfolder\Main Grid.ElmNet\Bus142.ElmTerm\Cub_1.StaCubic | 1 | -3 | 0 | 0 | 0 | 1 | 0.99 | 1.01 | V | 0 | 0 | 0 | 0 | 0 | 0 | 0 | 1 | 0.1 | 0 | 0 | 1 | 1 | 1 | 1746415917 | 0 | 100 | 0 | 0 | 0 | 0 | 0 | 0 | 0 | 0 | 0 | 1 | 1 | 0 | 0065 | 0 | 0 | 0 | 0 | 0 | 0 | 0 | 1 | 0 | 0 | 0 | 0 | 0 | 0 | 100 | [[]] | 1970-01-01T00:00:00Z | 0 | 1 | 0.9 | Network Model.IntPrjfolder\Network Data.IntPrjfolder\Areas.IntArea\SANGKAPURA.ElmArea | Network Model.IntPrjfolder\Network Data.IntPrjfolder\Main Grid.ElmNet\Bus143.ElmTerm | Network Model.IntPrjfolder\Network Data.IntPrjfolder\Main Grid.ElmNet\Bus143.ElmTerm | 0 | 0 | Network Model.IntPrjfolder\Network Data.IntPrjfolder\Main Grid.ElmNet | Network Model.IntPrjfolder\Network Data.IntPrjfolder\Main Grid.ElmNet | 0 | 0 | 0 | 9999 | 0 | MAN | 0 | 0 | 0 | 0 | 0 | 1 | 0 | 0 | 0 | 0 | 1746599919 | 0 | 0 | 0 | 0 | 1 | 1 | 0 | 0 | 0 | 0 | 0 | 0 | 1 | 1 | 0 | 0 | 0 | 0 | 0 | 0 | 0 | 0 | 0 | 1 | 0 | 0 | 0 | 0 | 0 | 0 | 0 | 0 | 0 | V | 0.0028868 | 0.0028868 | 0.14434 | 0.14434 | 0.0028868 | 0.14434 | 0 | 1 | 0 | 0 | 0 | 0 | 0 | [0.0, 0.0] | 1 | 0 | 0 | 1 | 0 | 1 | 1 | 0 | 0 | 0 | 0 | 0 | 1 | 1 | 0.1 | 0.1 | 0.1 | 0.1 | 1 | 1 | 1 | 1 | 0 | 0 | 0 | 0 | 0 | 100 | [[]] | 0 | 0 | 0 | -3 | 0 | 4908272 | 0 | 0 | 0 | 0 | 0 | 0.01 | 4905050 | 0 | 0 | 0 | 0 | 0 | 0 | 0 | 0 | 0 | 10 | 10 | 0 | 0 | 0 | 0 | 0 | 0 | 0 | 0 | 1 | 1 | 0.1 | 0 | 0 | 0.5 | 0.5 | 4294967294 | 0 | 0 | 0 | 0 | 1 | 0.99 | 1.01 | 2 | 2 | 40 | 40
0064 | Network Model.IntPrjfolder\Network Data.IntPrjfolder\Main Grid.ElmNet\0064.ElmTr2 | 0 | Library.IntPrjfolder\Equipment Type Library.IntPrjfolder\LT 20kV/0.4kV 100 kVA.TypTr2 | Network Model.IntPrjfolder\Network Data.IntPrjfolder\Main Grid.ElmNet | Network Model.IntPrjfolder\Network Data.IntPrjfolder\Main Grid.ElmNet\Bus145.ElmTerm\Cub_2.StaCubic | Network Model.IntPrjfolder\Network Data.IntPrjfolder\Main Grid.ElmNet\Bus144.ElmTerm\Cub_1.StaCubic | 1 | -3 | 0 | 0 | 0 | 1 | 0.99 | 1.01 | V | 0 | 0 | 0 | 0 | 0 | 0 | 0 | 1 | 0.1 | 0 | 0 | 1 | 1 | 1 | 1746416149 | 0 | 100 | 0 | 0 | 0 | 0 | 0 | 0 | 0 | 0 | 0 | 1 | 1 | 0 | 0064 | 0 | 0 | 0 | 0 | 0 | 0 | 0 | 1 | 0 | 0 | 0 | 0 | 0 | 0 | 100 | [[]] | 1970-01-01T00:00:00Z | 0 | 1 | 0.9 | Network Model.IntPrjfolder\Network Data.IntPrjfolder\Areas.IntArea\SANGKAPURA.ElmArea | Network Model.IntPrjfolder\Network Data.IntPrjfolder\Main Grid.ElmNet\Bus145.ElmTerm | Network Model.IntPrjfolder\Network Data.IntPrjfolder\Main Grid.ElmNet\Bus145.ElmTerm | 0 | 0 | Network Model.IntPrjfolder\Network Data.IntPrjfolder\Main Grid.ElmNet | Network Model.IntPrjfolder\Network Data.IntPrjfolder\Main Grid.ElmNet | 0 | 0 | 0 | 9999 | 0 | MAN | 0 | 0 | 0 | 0 | 0 | 1 | 0 | 0 | 0 | 0 | 1746599919 | 0 | 0 | 0 | 0 | 1 | 1 | 0 | 0 | 0 | 0 | 0 | 0 | 1 | 1 | 0 | 0 | 0 | 0 | 0 | 0 | 0 | 0 | 0 | 1 | 0 | 0 | 0 | 0 | 0 | 0 | 0 | 0 | 0 | V | 0.0028868 | 0.0028868 | 0.14434 | 0.14434 | 0.0028868 | 0.14434 | 0 | 1 | 0 | 0 | 0 | 0 | 0 | [0.0, 0.0] | 1 | 0 | 0 | 1 | 0 | 1 | 1 | 0 | 0 | 0 | 0 | 0 | 1 | 1 | 0.1 | 0.1 | 0.1 | 0.1 | 1 | 1 | 1 | 1 | 0 | 0 | 0 | 0 | 0 | 100 | [[]] | 0 | 0 | 0 | -3 | 0 | 4908318 | 0 | 0 | 0 | 0 | 0 | 0.01 | 4905050 | 0 | 0 | 0 | 0 | 0 | 0 | 0 | 0 | 0 | 10 | 10 | 0 | 0 | 0 | 0 | 0 | 0 | 0 | 0 | 1 | 1 | 0.1 | 0 | 0 | 0.5 | 0.5 | 4294967294 | 0 | 0 | 0 | 0 | 1 | 0.99 | 1.01 | 2 | 2 | 40 | 40
0063 | Network Model.IntPrjfolder\Network Data.IntPrjfolder\Main Grid.ElmNet\0063.ElmTr2 | 0 | Library.IntPrjfolder\Equipment Type Library.IntPrjfolder\LT 20kV/0.4kV 100 kVA.TypTr2 | Network Model.IntPrjfolder\Network Data.IntPrjfolder\Main Grid.ElmNet | Network Model.IntPrjfolder\Network Data.IntPrjfolder\Main Grid.ElmNet\Bus147.ElmTerm\Cub_2.StaCubic | Network Model.IntPrjfolder\Network Data.IntPrjfolder\Main Grid.ElmNet\Bus146.ElmTerm\Cub_1.StaCubic | 1 | -2 | 0 | 0 | 0 | 1 | 0.99 | 1.01 | V | 0 | 0 | 0 | 0 | 0 | 0 | 0 | 1 | 0.1 | 0 | 0 | 1 | 1 | 1 | 1746416298 | 0 | 100 | 0 | 0 | 0 | 0 | 0 | 0 | 0 | 0 | 0 | 1 | 1 | 0 | 0063 | 0 | 0 | 0 | 0 | 0 | 0 | 0 | 1 | 0 | 0 | 0 | 0 | 0 | 0 | 100 | [[]] | 1970-01-01T00:00:00Z | 0 | 1 | 0.9 | Network Model.IntPrjfolder\Network Data.IntPrjfolder\Areas.IntArea\SANGKAPURA.ElmArea | Network Model.IntPrjfolder\Network Data.IntPrjfolder\Main Grid.ElmNet\Bus147.ElmTerm | Network Model.IntPrjfolder\Network Data.IntPrjfolder\Main Grid.ElmNet\Bus147.ElmTerm | 0 | 0 | Network Model.IntPrjfolder\Network Data.IntPrjfolder\Main Grid.ElmNet | Network Model.IntPrjfolder\Network Data.IntPrjfolder\Main Grid.ElmNet | 0 | 0 | 0 | 9999 | 0 | MAN | 0 | 0 | 0 | 0 | 0 | 1 | 0 | 0 | 0 | 0 | 1746599919 | 0 | 0 | 0 | 0 | 1 | 1 | 0 | 0 | 0 | 0 | 0 | 0 | 1 | 1 | 0 | 0 | 0 | 0 | 0 | 0 | 0 | 0 | 0 | 1 | 0 | 0 | 0 | 0 | 0 | 0 | 0 | 0 | 0 | V | 0.0028868 | 0.0028868 | 0.14434 | 0.14434 | 0.0028868 | 0.14434 | 0 | 1 | 0 | 0 | 0 | 0 | 0 | [0.0, 0.0] | 1 | 0 | 0 | 1 | 0 | 1 | 1 | 0 | 0 | 0 | 0 | 0 | 1 | 1 | 0.1 | 0.1 | 0.1 | 0.1 | 1 | 1 | 1 | 1 | 0 | 0 | 0 | 0 | 0 | 100 | [[]] | 0 | 0 | 0 | -2 | 0 | 4908345 | 0 | 0 | 0 | 0 | 0 | 0.01 | 4905050 | 0 | 0 | 0 | 0 | 0 | 0 | 0 | 0 | 0 | 10 | 10 | 0 | 0 | 0 | 0 | 0 | 0 | 0 | 0 | 1 | 1 | 0.1 | 0 | 0 | 0.5 | 0.5 | 4294967294 | 0 | 0 | 0 | 0 | 1 | 0.99 | 1.01 | 2 | 2 | 40 | 40
0100 | Network Model.IntPrjfolder\Network Data.IntPrjfolder\Main Grid.ElmNet\0100.ElmTr2 | 0 | Library.IntPrjfolder\Equipment Type Library.IntPrjfolder\LT 20kV/0.4kV 100 kVA.TypTr2 | Network Model.IntPrjfolder\Network Data.IntPrjfolder\Main Grid.ElmNet | Network Model.IntPrjfolder\Network Data.IntPrjfolder\Main Grid.ElmNet\Bus365.ElmTerm\Cub_2.StaCubic | Network Model.IntPrjfolder\Network Data.IntPrjfolder\Main Grid.ElmNet\Bus363.ElmTerm\Cub_1.StaCubic | 1 | -3 | 0 | 0 | 0 | 1 | 0.99 | 1.01 | V | 0 | 0 | 0 | 0 | 0 | 0 | 0 | 1 | 0.1 | 0 | 0 | 1 | 1 | 1 | 1746416453 | 0 | 100 | 0 | 0 | 0 | 0 | 0 | 0 | 0 | 0 | 0 | 1 | 1 | 0 | 0100 | 0 | 0 | 0 | 0 | 0 | 0 | 0 | 1 | 0 | 0 | 0 | 0 | 0 | 0 | 100 | [[]] | 1970-01-01T00:00:00Z | 0 | 1 | 0.9 | Network Model.IntPrjfolder\Network Data.IntPrjfolder\Areas.IntArea\SANGKAPURA.ElmArea | Network Model.IntPrjfolder\Network Data.IntPrjfolder\Main Grid.ElmNet\Bus365.ElmTerm | Network Model.IntPrjfolder\Network Data.IntPrjfolder\Main Grid.ElmNet\Bus365.ElmTerm | 0 | 0 | Network Model.IntPrjfolder\Network Data.IntPrjfolder\Main Grid.ElmNet | Network Model.IntPrjfolder\Network Data.IntPrjfolder\Main Grid.ElmNet | 0 | 0 | 0 | 9999 | 0 | MAN | 0 | 0 | 0 | 0 | 0 | 1 | 0 | 0 | 0 | 0 | 1746599919 | 0 | 0 | 0 | 0 | 1 | 1 | 0 | 0 | 0 | 0 | 0 | 0 | 1 | 1 | 0 | 0 | 0 | 0 | 0 | 0 | 0 | 0 | 0 | 1 | 0 | 0 | 0 | 0 | 0 | 0 | 0 | 0 | 0 | V | 0.0028868 | 0.0028868 | 0.14434 | 0.14434 | 0.0028868 | 0.14434 | 0 | 1 | 0 | 0 | 0 | 0 | 0 | [0.0, 0.0] | 1 | 0 | 0 | 1 | 0 | 1 | 1 | 0 | 0 | 0 | 0 | 0 | 1 | 1 | 0.1 | 0.1 | 0.1 | 0.1 | 1 | 1 | 1 | 1 | 0 | 0 | 0 | 0 | 0 | 100 | [[]] | 0 | 0 | 0 | -3 | 0 | 4908378 | 0 | 0 | 0 | 0 | 0 | 0.01 | 4905050 | 0 | 0 | 0 | 0 | 0 | 0 | 0 | 0 | 0 | 10 | 10 | 0 | 0 | 0 | 0 | 0 | 0 | 0 | 0 | 1 | 1 | 0.1 | 0 | 0 | 0.5 | 0.5 | 4294967294 | 0 | 0 | 0 | 0 | 1 | 0.99 | 1.01 | 2 | 2 | 40 | 40
0078 | Network Model.IntPrjfolder\Network Data.IntPrjfolder\Main Grid.ElmNet\0078.ElmTr2 | 0 | Library.IntPrjfolder\Equipment Type Library.IntPrjfolder\LT 20kV/0.4kV 100 kVA.TypTr2 | Network Model.IntPrjfolder\Network Data.IntPrjfolder\Main Grid.ElmNet | Network Model.IntPrjfolder\Network Data.IntPrjfolder\Main Grid.ElmNet\Bus369.ElmTerm\Cub_2.StaCubic | Network Model.IntPrjfolder\Network Data.IntPrjfolder\Main Grid.ElmNet\Bus368.ElmTerm\Cub_1.StaCubic | 1 | -3 | 0 | 0 | 0 | 1 | 0.99 | 1.01 | V | 0 | 0 | 0 | 0 | 0 | 0 | 0 | 1 | 0.1 | 0 | 0 | 1 | 1 | 1 | 1746417574 | 0 | 100 | 0 | 0 | 0 | 0 | 0 | 0 | 0 | 0 | 0 | 1 | 1 | 0 | 0078 | 0 | 0 | 0 | 0 | 0 | 0 | 0 | 1 | 0 | 0 | 0 | 0 | 0 | 0 | 100 | [[]] | 1970-01-01T00:00:00Z | 0 | 1 | 0.9 | Network Model.IntPrjfolder\Network Data.IntPrjfolder\Areas.IntArea\SANGKAPURA.ElmArea | Network Model.IntPrjfolder\Network Data.IntPrjfolder\Main Grid.ElmNet\Bus370.ElmTerm | Network Model.IntPrjfolder\Network Data.IntPrjfolder\Main Grid.ElmNet\Bus370.ElmTerm | 0 | 0 | Network Model.IntPrjfolder\Network Data.IntPrjfolder\Main Grid.ElmNet | Network Model.IntPrjfolder\Network Data.IntPrjfolder\Main Grid.ElmNet | 0 | 0 | 0 | 9999 | 0 | MAN | 0 | 0 | 0 | 0 | 0 | 1 | 0 | 0 | 0 | 0 | 1746599926 | 0 | 0 | 0 | 0 | 1 | 1 | 0 | 0 | 0 | 0 | 0 | 0 | 1 | 1 | 0 | 0 | 0 | 0 | 0 | 0 | 0 | 0 | 0 | 1 | 0 | 0 | 0 | 0 | 0 | 0 | 0 | 0 | 0 | V | 0.0028868 | 0.0028868 | 0.14434 | 0.14434 | 0.0028868 | 0.14434 | 0 | 1 | 0 | 0 | 0 | 0 | 0 | [0.0, 0.0] | 1 | 0 | 0 | 1 | 0 | 1 | 1 | 0 | 0 | 0 | 0 | 0 | 1 | 1 | 0.1 | 0.1 | 0.1 | 0.1 | 1 | 1 | 1 | 1 | 0 | 0 | 0 | 0 | 0 | 100 | [[]] | 0 | 0 | 0 | -3 | 0 | 4908423 | 0 | 0 | 0 | 0 | 0 | 0.01 | 4905050 | 0 | 0 | 0 | 0 | 0 | 0 | 0 | 0 | 0 | 10 | 10 | 0 | 0 | 0 | 0 | 0 | 0 | 0 | 0 | 1 | 1 | 0.1 | 0 | 0 | 0.5 | 0.5 | 4294967294 | 0 | 0 | 0 | 0 | 1 | 0.99 | 1.01 | 2 | 2 | 40 | 40
0080 | Network Model.IntPrjfolder\Network Data.IntPrjfolder\Main Grid.ElmNet\0080.ElmTr2 | 0 | Library.IntPrjfolder\Equipment Type Library.IntPrjfolder\LT 20kV/0.4kV 100 kVA.TypTr2 | Network Model.IntPrjfolder\Network Data.IntPrjfolder\Main Grid.ElmNet | Network Model.IntPrjfolder\Network Data.IntPrjfolder\Main Grid.ElmNet\Bus370.ElmTerm\Cub_3.StaCubic | Network Model.IntPrjfolder\Network Data.IntPrjfolder\Main Grid.ElmNet\Bus366.ElmTerm\Cub_1.StaCubic | 1 | -3 | 0 | 0 | 0 | 1 | 0.99 | 1.01 | V | 0 | 0 | 0 | 0 | 0 | 0 | 0 | 1 | 0.1 | 0 | 0 | 1 | 1 | 1 | 1746417576 | 0 | 100 | 0 | 0 | 0 | 0 | 0 | 0 | 0 | 0 | 0 | 1 | 1 | 0 | 0080 | 0 | 0 | 0 | 0 | 0 | 0 | 0 | 1 | 0 | 0 | 0 | 0 | 0 | 0 | 100 | [[]] | 1970-01-01T00:00:00Z | 0 | 1 | 0.9 | Network Model.IntPrjfolder\Network Data.IntPrjfolder\Areas.IntArea\SANGKAPURA.ElmArea | Network Model.IntPrjfolder\Network Data.IntPrjfolder\Main Grid.ElmNet\Bus370.ElmTerm | Network Model.IntPrjfolder\Network Data.IntPrjfolder\Main Grid.ElmNet\Bus370.ElmTerm | 0 | 0 | Network Model.IntPrjfolder\Network Data.IntPrjfolder\Main Grid.ElmNet | Network Model.IntPrjfolder\Network Data.IntPrjfolder\Main Grid.ElmNet | 0 | 0 | 0 | 9999 | 0 | MAN | 0 | 0 | 0 | 0 | 0 | 1 | 0 | 0 | 0 | 0 | 1746599919 | 0 | 0 | 0 | 0 | 1 | 1 | 0 | 0 | 0 | 0 | 0 | 0 | 1 | 1 | 0 | 0 | 0 | 0 | 0 | 0 | 0 | 0 | 0 | 1 | 0 | 0 | 0 | 0 | 0 | 0 | 0 | 0 | 0 | V | 0.0028868 | 0.0028868 | 0.14434 | 0.14434 | 0.0028868 | 0.14434 | 0 | 1 | 0 | 0 | 0 | 0 | 0 | [0.0, 0.0] | 1 | 0 | 0 | 1 | 0 | 1 | 1 | 0 | 0 | 0 | 0 | 0 | 1 | 1 | 0.1 | 0.1 | 0.1 | 0.1 | 1 | 1 | 1 | 1 | 0 | 0 | 0 | 0 | 0 | 100 | [[]] | 0 | 0 | 0 | -3 | 0 | 4908429 | 0 | 0 | 0 | 0 | 0 | 0.01 | 4905050 | 0 | 0 | 0 | 0 | 0 | 0 | 0 | 0 | 0 | 10 | 10 | 0 | 0 | 0 | 0 | 0 | 0 | 0 | 0 | 1 | 1 | 0.1 | 0 | 0 | 0.5 | 0.5 | 4294967294 | 0 | 0 | 0 | 0 | 1 | 0.99 | 1.01 | 2 | 2 | 40 | 40
0062 | Network Model.IntPrjfolder\Network Data.IntPrjfolder\Main Grid.ElmNet\0062.ElmTr2 | 0 | Library.IntPrjfolder\Equipment Type Library.IntPrjfolder\LT 20kV/0.4kV 100 kVA.TypTr2 | Network Model.IntPrjfolder\Network Data.IntPrjfolder\Main Grid.ElmNet | Network Model.IntPrjfolder\Network Data.IntPrjfolder\Main Grid.ElmNet\Bus343.ElmTerm\Cub_2.StaCubic | Network Model.IntPrjfolder\Network Data.IntPrjfolder\Main Grid.ElmNet\Bus342.ElmTerm\Cub_1.StaCubic | 1 | -2 | 0 | 0 | 0 | 1 | 0.99 | 1.01 | V | 0 | 0 | 0 | 0 | 0 | 0 | 0 | 1 | 0.1 | 0 | 0 | 1 | 1 | 1 | 1746417766 | 0 | 100 | 0 | 0 | 0 | 0 | 0 | 0 | 0 | 0 | 0 | 1 | 1 | 0 | 0062 | 0 | 0 | 0 | 0 | 0 | 0 | 0 | 1 | 0 | 0 | 0 | 0 | 0 | 0 | 100 | [[]] | 1970-01-01T00:00:00Z | 0 | 1 | 0.9 | Network Model.IntPrjfolder\Network Data.IntPrjfolder\Areas.IntArea\SANGKAPURA.ElmArea | Network Model.IntPrjfolder\Network Data.IntPrjfolder\Main Grid.ElmNet\Bus343.ElmTerm | Network Model.IntPrjfolder\Network Data.IntPrjfolder\Main Grid.ElmNet\Bus343.ElmTerm | 0 | 0 | Network Model.IntPrjfolder\Network Data.IntPrjfolder\Main Grid.ElmNet | Network Model.IntPrjfolder\Network Data.IntPrjfolder\Main Grid.ElmNet | 0 | 0 | 0 | 9999 | 0 | MAN | 0 | 0 | 0 | 0 | 0 | 1 | 0 | 0 | 0 | 0 | 1746599919 | 0 | 0 | 0 | 0 | 1 | 1 | 0 | 0 | 0 | 0 | 0 | 0 | 1 | 1 | 0 | 0 | 0 | 0 | 0 | 0 | 0 | 0 | 0 | 1 | 0 | 0 | 0 | 0 | 0 | 0 | 0 | 0 | 0 | V | 0.0028868 | 0.0028868 | 0.14434 | 0.14434 | 0.0028868 | 0.14434 | 0 | 1 | 0 | 0 | 0 | 0 | 0 | [0.0, 0.0] | 1 | 0 | 0 | 1 | 0 | 1 | 1 | 0 | 0 | 0 | 0 | 0 | 1 | 1 | 0.1 | 0.1 | 0.1 | 0.1 | 1 | 1 | 1 | 1 | 0 | 0 | 0 | 0 | 0 | 100 | [[]] | 0 | 0 | 0 | -2 | 0 | 4908471 | 0 | 0 | 0 | 0 | 0 | 0.01 | 4905050 | 0 | 0 | 0 | 0 | 0 | 0 | 0 | 0 | 0 | 10 | 10 | 0 | 0 | 0 | 0 | 0 | 0 | 0 | 0 | 1 | 1 | 0.1 | 0 | 0 | 0.5 | 0.5 | 4294967294 | 0 | 0 | 0 | 0 | 1 | 0.99 | 1.01 | 2 | 2 | 40 | 40
0073 | Network Model.IntPrjfolder\Network Data.IntPrjfolder\Main Grid.ElmNet\0073.ElmTr2 | 0 | Library.IntPrjfolder\Equipment Type Library.IntPrjfolder\LT 20kV/0.4kV 100 kVA.TypTr2 | Network Model.IntPrjfolder\Network Data.IntPrjfolder\Main Grid.ElmNet | Network Model.IntPrjfolder\Network Data.IntPrjfolder\Main Grid.ElmNet\Terminal(40).ElmTerm\Cub_2.StaCubic | Network Model.IntPrjfolder\Network Data.IntPrjfolder\Main Grid.ElmNet\Bus347.ElmTerm\Cub_1.StaCubic | 1 | -3 | 0 | 0 | 0 | 1 | 0.99 | 1.01 | V | 0 | 0 | 0 | 0 | 0 | 0 | 0 | 1 | 0.1 | 0 | 0 | 1 | 1 | 1 | 1746417844 | 0 | 100 | 0 | 0 | 0 | 0 | 0 | 0 | 0 | 0 | 0 | 1 | 1 | 0 | 0073 | 0 | 0 | 0 | 0 | 0 | 0 | 0 | 1 | 0 | 0 | 0 | 0 | 0 | 0 | 100 | [[]] | 1970-01-01T00:00:00Z | 0 | 1 | 0.9 | Network Model.IntPrjfolder\Network Data.IntPrjfolder\Areas.IntArea\SANGKAPURA.ElmArea | Network Model.IntPrjfolder\Network Data.IntPrjfolder\Main Grid.ElmNet\Terminal(39).ElmTerm | Network Model.IntPrjfolder\Network Data.IntPrjfolder\Main Grid.ElmNet\Terminal(39).ElmTerm | 0 | 0 | Network Model.IntPrjfolder\Network Data.IntPrjfolder\Main Grid.ElmNet | Network Model.IntPrjfolder\Network Data.IntPrjfolder\Main Grid.ElmNet | 0 | 0 | 0 | 9999 | 0 | MAN | 0 | 0 | 0 | 0 | 0 | 1 | 0 | 0 | 0 | 0 | 1746599919 | 0 | 0 | 0 | 0 | 1 | 1 | 0 | 0 | 0 | 0 | 0 | 0 | 1 | 1 | 0 | 0 | 0 | 0 | 0 | 0 | 0 | 0 | 0 | 1 | 0 | 0 | 0 | 0 | 0 | 0 | 0 | 0 | 0 | V | 0.0028868 | 0.0028868 | 0.14434 | 0.14434 | 0.0028868 | 0.14434 | 0 | 1 | 0 | 0 | 0 | 0 | 0 | [0.0, 0.0] | 1 | 0 | 0 | 1 | 0 | 1 | 1 | 0 | 0 | 0 | 0 | 0 | 1 | 1 | 0.1 | 0.1 | 0.1 | 0.1 | 1 | 1 | 1 | 1 | 0 | 0 | 0 | 0 | 0 | 100 | [[]] | 0 | 0 | 0 | -3 | 0 | 4908517 | 0 | 0 | 0 | 0 | 0 | 0.01 | 4905050 | 0 | 0 | 0 | 0 | 0 | 0 | 0 | 0 | 0 | 10 | 10 | 0 | 0 | 0 | 0 | 0 | 0 | 0 | 0 | 1 | 1 | 0.1 | 0 | 0 | 0.5 | 0.5 | 4294967294 | 0 | 0 | 0 | 0 | 1 | 0.99 | 1.01 | 2 | 2 | 40 | 40
0101 | Network Model.IntPrjfolder\Network Data.IntPrjfolder\Main Grid.ElmNet\0101.ElmTr2 | 0 | Library.IntPrjfolder\Equipment Type Library.IntPrjfolder\LT 20kV/0.4kV 100 kVA.TypTr2 | Network Model.IntPrjfolder\Network Data.IntPrjfolder\Main Grid.ElmNet | Network Model.IntPrjfolder\Network Data.IntPrjfolder\Main Grid.ElmNet\Terminal(41).ElmTerm\Cub_2.StaCubic | Network Model.IntPrjfolder\Network Data.IntPrjfolder\Main Grid.ElmNet\Bus353.ElmTerm\Cub_1.StaCubic | 1 | -3 | 0 | 0 | 0 | 1 | 0.99 | 1.01 | V | 0 | 0 | 0 | 0 | 0 | 0 | 0 | 1 | 0.1 | 0 | 0 | 1 | 1 | 1 | 1746417846 | 0 | 100 | 0 | 0 | 0 | 0 | 0 | 0 | 0 | 0 | 0 | 1 | 1 | 0 | 0101 | 0 | 0 | 0 | 0 | 0 | 0 | 0 | 1 | 0 | 0 | 0 | 0 | 0 | 0 | 100 | [[]] | 1970-01-01T00:00:00Z | 0 | 1 | 0.9 | Network Model.IntPrjfolder\Network Data.IntPrjfolder\Areas.IntArea\SANGKAPURA.ElmArea | Network Model.IntPrjfolder\Network Data.IntPrjfolder\Main Grid.ElmNet\Terminal(39).ElmTerm | Network Model.IntPrjfolder\Network Data.IntPrjfolder\Main Grid.ElmNet\Terminal(39).ElmTerm | 0 | 0 | Network Model.IntPrjfolder\Network Data.IntPrjfolder\Main Grid.ElmNet | Network Model.IntPrjfolder\Network Data.IntPrjfolder\Main Grid.ElmNet | 0 | 0 | 0 | 9999 | 0 | MAN | 0 | 0 | 0 | 0 | 0 | 1 | 0 | 0 | 0 | 0 | 1746599919 | 0 | 0 | 0 | 0 | 1 | 1 | 0 | 0 | 0 | 0 | 0 | 0 | 1 | 1 | 0 | 0 | 0 | 0 | 0 | 0 | 0 | 0 | 0 | 1 | 0 | 0 | 0 | 0 | 0 | 0 | 0 | 0 | 0 | V | 0.0028868 | 0.0028868 | 0.14434 | 0.14434 | 0.0028868 | 0.14434 | 0 | 1 | 0 | 0 | 0 | 0 | 0 | [0.0, 0.0] | 1 | 0 | 0 | 1 | 0 | 1 | 1 | 0 | 0 | 0 | 0 | 0 | 1 | 1 | 0.1 | 0.1 | 0.1 | 0.1 | 1 | 1 | 1 | 1 | 0 | 0 | 0 | 0 | 0 | 100 | [[]] | 0 | 0 | 0 | -3 | 0 | 4908523 | 0 | 0 | 0 | 0 | 0 | 0.01 | 4905050 | 0 | 0 | 0 | 0 | 0 | 0 | 0 | 0 | 0 | 10 | 10 | 0 | 0 | 0 | 0 | 0 | 0 | 0 | 0 | 1 | 1 | 0.1 | 0 | 0 | 0.5 | 0.5 | 4294967294 | 0 | 0 | 0 | 0 | 1 | 0.99 | 1.01 | 2 | 2 | 40 | 40
T14 | Network Model.IntPrjfolder\Network Data.IntPrjfolder\Main Grid.ElmNet\T14.ElmTr2 | 0 | Library.IntPrjfolder\Equipment Type Library.IntPrjfolder\GT 0.4/20kV 1600 kVA.TypTr2 | Network Model.IntPrjfolder\Network Data.IntPrjfolder\Main Grid.ElmNet | Network Model.IntPrjfolder\Network Data.IntPrjfolder\Main Grid.ElmNet\Bus23.ElmTerm\Cub_7.StaCubic | Network Model.IntPrjfolder\Network Data.IntPrjfolder\Main Grid.ElmNet\Bus20.ElmTerm\Cub_2.StaCubic | 1 | 2 | 0 | 0 | 0 | 1 | 0.99 | 1.01 | V | 0 | 1 | 0 | 0 | 0 | 0 | 0 | 1 | 1.6 | 0 | 0 | 1 | 1 | 1 | 1612307282 | 0 | 100 | 0 | 0 | 0 | 0 | 0 | 0 | 0 | 0 | 0 | 1 | 1 | 0 | T14 | 0 | 0 | 0 | 0 | 0 | 0 | 0 | 1 | 0 | 0 | 0 | 0 | 0 | 0 | 100 | [[]] | 1970-01-01T00:00:00Z | 0 | 1 | 0.9 |  | Network Model.IntPrjfolder\Network Data.IntPrjfolder\Main Grid.ElmNet\Bus2.ElmTerm | Network Model.IntPrjfolder\Network Data.IntPrjfolder\Main Grid.ElmNet\Bus2.ElmTerm | 0 | 0 | Network Model.IntPrjfolder\Network Data.IntPrjfolder\Main Grid.ElmNet | Network Model.IntPrjfolder\Network Data.IntPrjfolder\Main Grid.ElmNet | 0 | 0 | 0 | 9999 | 0 | MAN | 0 | 0 | 0 | 0 | 0 | 1 | 0 | 0 | 0 | 0 | 1747364805 | 0 | 0 | 0 | 0 | 1 | 1 | 0 | 0 | 0 | 0 | 0 | 0 | 1 | 1 | 0 | 0 | 0 | 0 | 1 | 0 | 0 | 0 | 0 | 1 | 2 | 0 | 0 | 0 | 0 | 0 | 0 | 0 | 0 | V | 0.046188 | 0.046188 | 2.3094 | 2.3094 | 0.046188 | 2.3094 | 0 | 1 | 0 | 0 | 0 | 0 | 0 | [0.0, 0.0] | 1 | 0 | 0 | 1 | 0 | 1 | 1 | 0 | 0 | 0 | 0 | 0 | 1 | 1 | 0.1 | 0.1 | 0.1 | 0.1 | 1 | 1 | 1 | 1 | 0 | 0 | 0 | 0 | 0 | 100 | [[]] | 0 | 0 | 0 | 2 | 0 | 4908895 | 0 | 0 | 0 | 2 | -2 | 0 | 4905050 | 0 | 0 | 0 | 0 | 0 | 0 | 0 | 0 | 0 | 10 | 10 | 0 | 0 | 0 | 0 | 0 | 0 | 0 | 0 | 1 | 1 | 1.6 | 0 | 0 | 0.5 | 0.5 | 4294967294 | 0 | 0 | 0 | 0 | 1 | 0.99 | 1.01 | 2 | 2 | 3.125 | 3.125
T15 | Network Model.IntPrjfolder\Network Data.IntPrjfolder\Main Grid.ElmNet\T15.ElmTr2 | 0 | Library.IntPrjfolder\Equipment Type Library.IntPrjfolder\GT 0.4/20kV 1600 kVA.TypTr2 | Network Model.IntPrjfolder\Network Data.IntPrjfolder\Main Grid.ElmNet | Network Model.IntPrjfolder\Network Data.IntPrjfolder\Main Grid.ElmNet\Bus23.ElmTerm\Cub_8.StaCubic | Network Model.IntPrjfolder\Network Data.IntPrjfolder\Main Grid.ElmNet\Bus21.ElmTerm\Cub_2.StaCubic | 1 | 2 | 0 | 0 | 0 | 1 | 0.99 | 1.01 | V | 0 | 1 | 0 | 0 | 0 | 0 | 0 | 1 | 1.6 | 0 | 0 | 1 | 1 | 1 | 1612307282 | 0 | 100 | 0 | 0 | 0 | 0 | 0 | 0 | 0 | 0 | 0 | 1 | 1 | 0 | T15 | 0 | 0 | 0 | 0 | 0 | 0 | 0 | 1 | 0 | 0 | 0 | 0 | 0 | 0 | 100 | [[]] | 1970-01-01T00:00:00Z | 0 | 1 | 0.9 |  | Network Model.IntPrjfolder\Network Data.IntPrjfolder\Main Grid.ElmNet\Bus2.ElmTerm | Network Model.IntPrjfolder\Network Data.IntPrjfolder\Main Grid.ElmNet\Bus2.ElmTerm | 0 | 0 | Network Model.IntPrjfolder\Network Data.IntPrjfolder\Main Grid.ElmNet | Network Model.IntPrjfolder\Network Data.IntPrjfolder\Main Grid.ElmNet | 0 | 0 | 0 | 9999 | 0 | MAN | 0 | 0 | 0 | 0 | 0 | 1 | 0 | 0 | 0 | 0 | 1747364808 | 0 | 0 | 0 | 0 | 1 | 1 | 0 | 0 | 0 | 0 | 0 | 0 | 1 | 1 | 0 | 0 | 0 | 0 | 1 | 0 | 0 | 0 | 0 | 1 | 2 | 0 | 0 | 0 | 0 | 0 | 0 | 0 | 0 | V | 0.046188 | 0.046188 | 2.3094 | 2.3094 | 0.046188 | 2.3094 | 0 | 1 | 0 | 0 | 0 | 0 | 0 | [0.0, 0.0] | 1 | 0 | 0 | 1 | 0 | 1 | 1 | 0 | 0 | 0 | 0 | 0 | 1 | 1 | 0.1 | 0.1 | 0.1 | 0.1 | 1 | 1 | 1 | 1 | 0 | 0 | 0 | 0 | 0 | 100 | [[]] | 0 | 0 | 0 | 2 | 0 | 4908879 | 0 | 0 | 0 | 2 | -2 | 0 | 4905050 | 0 | 0 | 0 | 0 | 0 | 0 | 0 | 0 | 0 | 10 | 10 | 0 | 0 | 0 | 0 | 0 | 0 | 0 | 0 | 1 | 1 | 1.6 | 0 | 0 | 0.5 | 0.5 | 4294967294 | 0 | 0 | 0 | 0 | 1 | 0.99 | 1.01 | 2 | 2 | 3.125 | 3.125
T16 | Network Model.IntPrjfolder\Network Data.IntPrjfolder\Main Grid.ElmNet\T16.ElmTr2 | 0 | Library.IntPrjfolder\Equipment Type Library.IntPrjfolder\GT 0.4/20kV 1600 kVA.TypTr2 | Network Model.IntPrjfolder\Network Data.IntPrjfolder\Main Grid.ElmNet | Network Model.IntPrjfolder\Network Data.IntPrjfolder\Main Grid.ElmNet\Bus23.ElmTerm\Cub_9.StaCubic | Network Model.IntPrjfolder\Network Data.IntPrjfolder\Main Grid.ElmNet\Bus22.ElmTerm\Cub_2.StaCubic | 1 | 2 | 0 | 0 | 0 | 1 | 0.99 | 1.01 | V | 0 | 1 | 0 | 0 | 0 | 0 | 0 | 1 | 1.6 | 0 | 0 | 1 | 1 | 1 | 1612307282 | 0 | 100 | 0 | 0 | 0 | 0 | 0 | 0 | 0 | 0 | 0 | 1 | 1 | 0 | T16 | 0 | 0 | 0 | 0 | 0 | 0 | 0 | 1 | 0 | 0 | 0 | 0 | 0 | 0 | 100 | [[]] | 1970-01-01T00:00:00Z | 0 | 1 | 0.9 |  | Network Model.IntPrjfolder\Network Data.IntPrjfolder\Main Grid.ElmNet\Bus2.ElmTerm | Network Model.IntPrjfolder\Network Data.IntPrjfolder\Main Grid.ElmNet\Bus2.ElmTerm | 0 | 0 | Network Model.IntPrjfolder\Network Data.IntPrjfolder\Main Grid.ElmNet | Network Model.IntPrjfolder\Network Data.IntPrjfolder\Main Grid.ElmNet | 0 | 0 | 0 | 9999 | 0 | MAN | 0 | 0 | 0 | 0 | 0 | 1 | 0 | 0 | 0 | 0 | 1747364811 | 0 | 0 | 0 | 0 | 1 | 1 | 0 | 0 | 0 | 0 | 0 | 0 | 1 | 1 | 0 | 0 | 0 | 0 | 1 | 0 | 0 | 0 | 0 | 1 | 2 | 0 | 0 | 0 | 0 | 0 | 0 | 0 | 0 | V | 0.046188 | 0.046188 | 2.3094 | 2.3094 | 0.046188 | 2.3094 | 0 | 1 | 0 | 0 | 0 | 0 | 0 | [0.0, 0.0] | 1 | 0 | 0 | 1 | 0 | 1 | 1 | 0 | 0 | 0 | 0 | 0 | 1 | 1 | 0.1 | 0.1 | 0.1 | 0.1 | 1 | 1 | 1 | 1 | 0 | 0 | 0 | 0 | 0 | 100 | [[]] | 0 | 0 | 0 | 2 | 0 | 4908852 | 0 | 0 | 0 | 2 | -2 | 0 | 4905050 | 0 | 0 | 0 | 0 | 0 | 0 | 0 | 0 | 0 | 10 | 10 | 0 | 0 | 0 | 0 | 0 | 0 | 0 | 0 | 1 | 1 | 1.6 | 0 | 0 | 0.5 | 0.5 | 4294967294 | 0 | 0 | 0 | 0 | 1 | 0.99 | 1.01 | 2 | 2 | 3.125 | 3.125

## ElmSym
loc_name | _path | outserv | typ_id | fold_id | bus1 | ngnum | ip_ctrl | iv_mode | av_mode | mode_inp | pgini | qgini | sgini | cosgini | pf_recap | usetp | phiini | Pmax_uc | Pmin_uc | P_max | P_min | q_min | q_max | cQ_min | cQ_max | pQlimType | i_mot | Kpf | c_pmod | cCategory | GPSlat | GPSlon | aCategory | allowConsumMode | allowGenMode | appr_modif | appr_status | availFactor | avgCosts | avgCostsUc | beta | bustp | cap_P | cap_P:avg | cap_P:max | cap_P:min | cap_P:std | cap_P:sum | cap_P:varia | cap_Qmn | cap_Qmn:avg | cap_Qmn:max | cap_Qmn:min | cap_Qmn:std | cap_Qmn:sum | cap_Qmn:varia | cap_Qmx | cap_Qmx:avg | cap_Qmx:max | cap_Qmx:min | cap_Qmx:std | cap_Qmx:sum | cap_Qmx:varia | ccost:avg | ccost:max | ccost:min | ccost:std | ccost:sum | ccost:varia | cCtrlUsageP | cCtrlUsageQ | cCurativeLimP_PU | cCurativeLimQ_PU | cDisplayName | cfixedCosts | cgnd | ciDist | ciDistAll | ciDistAllRoot | ciDistRoot | ciEarthed | ciEnergized | ciLater | ciOutaged | cIsDiscreteCtrlP | cIsMustRunUC | cIsPcurrAllowed | cnwsamples | coldStartTime | commissionDate | constr | consumCosts | cosgini_a | cosimModel | cost_up | costColdStart | costCurtailment | costp | costRedispatchDown | costRedispatchP | costRedispatchQ | costRedispatchUp | costShutDown | cpGrid | cpHeadFold | cpower:avg | cpower:max | cpower:min | cpower:std | cpower:sum | cpower:varia | cq_max | cq_min | ctag | ctagtot | ctrlUsageP | ctrlUsageQ | curativeCosts | curativeLimP | curativeLimQ | cUserDefIndex | dat_src | ddroop | discMethCostOp | dispatch | dphi | dpl1 | dpl2 | dpl3 | dpl4 | dpl5 | drawInrush | drawStall | dsecres | EDS | efdBaseRatio | efficiencyLPconsum | efficiencyLPgen | FAY | fixed | fixedCosts | FOE | genShiftKey | gnrl_modif | gratio | i_avr | i_cap | i_prty | i_spin | iAstabint | iComDate | ictpg | ictqg | iestp | iestq | ifdBaseType | ifdBaseValue | ignd | iHmcType | iInterPol | iintgnd | Inom | iOPFCPmax | iOPFCPmin | iOPFCQmax | iOPFCQmin | iopt_windm | ip_mode | iqtype | Irze | is4SpinReserve | iSchemeStatus | isConsCostOp | isConsCostsRedispatch | isConsShutDownCost | isConsStartUpCost | isConstrRamp | isConstrUpDown | isCtrlFixedToLdfVal | isCtrlP | isCtrlPplacement | isCtrlQ | isDiscreteCtrlP | isLimPmax | isLimPmin | isLimQmax | isLimQmin | isMustRunUC | isPcurrAllowed | isRPR | isVRE | iWindGen | Jme | lambda | limRampDown | limRampDownPU | limRampShutDown | limRampShutDownPU | limRampStartUp | limRampStartUpPU | limRampUp | limRampUpPU | mdmex | mdmlp | mean | minDownTime | minUpTime | mode_pgi | numBreakpointsCostOp | oid_ | outServPzero | p_direc | pCharYrMW | pCharYrWS | Pctrl | penaltyCosts | pf_recap_a | pG | pgini_a | phtech | pid_ | Pmax_a | Pmax_ucPU | PmaxInv | PmaxInvPU | pmaxratf | Pmin_a | Pmin_ucPU | PminInv | PminInvPU | Pngrel | Pnom | polyDegree | priority | qgini_a | Qmax_a | Qmin_a | QtargetBase | QtargetRPR | resy | rf_st | scaleQmax | scaleQmin | sgini_a | smoothfac | speed_th | speedinit | stowind | tid_ | Tstart | usp_max | usp_min | variance | ve_const | ve_rated | vecBreakpointsP:avg | vecBreakpointsP:max | vecBreakpointsP:min | vecBreakpointsP:std | vecBreakpointsP:sum | vecBreakpointsP:varia | vecDiscreteCtrlPvals:avg | vecDiscreteCtrlPvals:max | vecDiscreteCtrlPvals:min | vecDiscreteCtrlPvals:std | vecDiscreteCtrlPvals:sum | vecDiscreteCtrlPvals:varia | vecStartUpCosts:avg | vecStartUpCosts:max | vecStartUpCosts:min | vecStartUpCosts:std | vecStartUpCosts:sum | vecStartUpCosts:varia | vecStartUpTimes:avg | vecStartUpTimes:max | vecStartUpTimes:min | vecStartUpTimes:std | vecStartUpTimes:sum | vecStartUpTimes:varia | windspeed | windspeed_a | xesy
Name [ ] | Object path (key) | Out of Service [ ] | Type [TypSym] | In Folder [ ] | Terminal [StaCubic] | Number of: parallel Machines [ ] | Reference Machine [ ] | Local Controller [ ] | Local Controller [ ] | Dispatch: Input Mode [ ] | Dispatch: Active Power [MW] | Dispatch: Reactive Power [Mvar] | Dispatch: Apparent Power [MVA] | Dispatch: Power Factor [ ] | Dispatch: Power Factor:ind.:cap. [ ] | Dispatch: Voltage [p.u.] | Dispatch: Angle [deg] | Active Power Operational Limits: Max. [MW] | Active Power Operational Limits: Min. [MW] | Active Power: Rating: Max. [MW] | Min. [MW] | Reactive Power Operational Limits: Min. [p.u.] | Reactive Power Operational Limits: Max. [p.u.] | Reactive Power Operational Limits: Minimum [Mvar] | Reactive Power Operational Limits: Maximum [Mvar] | Reactive Power Operational Limits: Capability Curve [IntQlim] | Generator/Motor [ ] | Dispatch: Prim. Frequency Bias [MW/Hz] | Model [ ] | Plant Category [ ] | Geographical Position: Latitude / Northing [deg] | Geographical Position: Longitude / Easting [deg] | Plant Category [ ] | Separate consumption mode [ ] | Separate generation mode [ ] | Approval Information: Modified [ ] | Approval Information: Status [ ] | Availability Factor [%] | Average costs [USD/MWh] | Piecewise linearisation for LP: Average costs [USD/MWh] | Wind Model Weibull Distribution for Wind Speed: Beta [ ] | Corresponding Bus Type: [ ] | Act.Power [MW] | Act.Power, Average [MW] | Act.Power, Maximum [MW] | Act.Power, Minimum [MW] | Act.Power, Standard deviation [MW] | Act.Power, Sum [MW] | Act.Power, Variance [MW] | Min. [Mvar] | Min., Average [Mvar] | Min., Maximum [Mvar] | Min., Minimum [Mvar] | Min., Standard deviation [Mvar] | Min., Sum [Mvar] | Min., Variance [Mvar] | Max. [Mvar] | Max., Average [Mvar] | Max., Maximum [Mvar] | Max., Minimum [Mvar] | Max., Standard deviation [Mvar] | Max., Sum [Mvar] | Max., Variance [Mvar] | Costs, Average [USD/h] | Costs, Maximum [USD/h] | Costs, Minimum [USD/h] | Costs, Standard deviation [USD/h] | Costs, Sum [USD/h] | Costs, Variance [USD/h] | Control usage: Active Power:Preventive only:Curative only:Preventive and curative [ ] | Control usage: Reactive Power:Preventive only:Curative only:Preventive and curative [ ] | Control usage: Max. curative active power deviation [p.u.] | Control usage: Max. curative reactive power deviation [p.u.] | Display Name [ ] | Consumption mode: Fixed costs [USD/h] | Internal Grounding Impedance: Star Point:Connected:Not connected [ ] | Distance from infeed in number of buses [ ] | Distance from infeed in number of buses including switches [ ] | Distance from first infeed in number of buses including switches [ ] | Distance from first infeed in number of buses [ ] | Earthed [ ] | Energized [ ] | Lateral Index [ ] | Planned Outage [ ] | Restriction to discrete active power values [ ] | Additional constraints for controls: Must run [ ] | Allow current active power value [ ] | Wind Model Time Series Characteristics: Annual Samples: Number of Samples [ ] | Start-up costs: Cold-start time [h] | Commissioning Date [ ] | Year of Construction [ ] | Consumption mode: Consumption costs [USD/MWh] | Actual Dispatch: Power Factor (act.) [ ] | Used for Co-simulation [ ] | Start-up costs: Warm-start costs [USD] | Start-up costs: Cold-start costs [USD] | Costs for curtailment [USD/MWh] | Costs per MW [USD/MW] | Additional redispatch costs: Downward active power redispatch costs [USD/MWh] | Redispatch costs for active power change [USD/MWh] | Redispatch costs for reactive power change [USD/Mvarh] | Additional redispatch costs: Upward active power redispatch costs [USD/MWh] | Shut-down costs [USD] | Grid [ElmNet] | Head Folder [ ] | Power, Average [MW] | Power, Maximum [MW] | Power, Minimum [MW] | Power, Standard deviation [MW] | Power, Sum [MW] | Power, Variance [MW] | Reactive Power Operational Limits: Max. [p.u.] | Reactive Power Operational Limits: Min. [p.u.] | Mechanical load: Acceleration time const. from type [s] | Mechanical load: Total acceleration time const. [s] | Control usage: Active Power:Preventive only:Curative only:Preventive and curative [ ] | Control usage: Reactive Power:Preventive only:Curative only:Preventive and curative [ ] | Control usage: Costs for curative power deviation [USD/MVAh] | Control usage: Max. curative active power deviation [MW] | Control usage: Max. curative reactive power deviation [Mvar] | User defined Index [ ] | Data source [ ] | Voltage Droop: Droop [%] | Piecewise linearisation for LP [ ] | Generator Dispatch [ ] | Change of phi effect on stability (RMS - Standard model) (for testing only) [rad] | dpl1 [ ] | dpl2 [ ] | dpl3 [ ] | dpl4 [ ] | dpl5 [ ] | Time-overcurrent plot: Draw Inrush Current [ ] | Time-overcurrent plot: Draw Thermal Overload [ ] | Reserve [ ] | Stochastic Model for Generation: Expectancy of derated states [h/a] | Excitation system: Efd base ratio [ ] | Efficiency: Used efficiency (consumption) [ ] | Efficiency: Used efficiency (generation) [ ] | Stochastic Model for Generation: Full Availability Expectancy [h/a] | Must run [ ] | Fixed costs [USD/h] | Stochastic Model for Generation: Forced Outage Expectancy [h/a] | Generation shift key [%] | Object modified [ ] | Mechanical load: Gear ratio [ ] | Use integrated AVR for motor starting [ ] | User defined Capability Curve [ ] | Active power control: Priority [ ] | Spinning if circuit-breaker is open [ ] | A-stable integration algorithm [ ] | Commissioning Date [ ] | Controls: Active Power [ ] | Controls: Reactive Power [ ] | State Estimation: Estimate Active Power [ ] | State Estimation: Estimate Reactive Power [ ] | Excitation system: Excitation base mode [ ] | Ifd base current [ ] | Star Point:&0&grounded:&2&isolated [ ] | Harmonic Load Flow: Harmonic Model:Thevenin Equivalent:Ideal Voltage Source:Impedance [ ] | Approximation:Spline:Piecewise linear:Polynomial:Hermite [ ] | Neutral Conductor: N-Connection:None:At terminal (ABC-N):Separate terminal [ ] | Nominal Current [kA] | Active Power Operational Limits: Max. [ ] | Active Power Operational Limits: Min. [ ] | Reactive Power Operational Limits: Max. [ ] | Reactive Power Operational Limits: Min. [ ] | Wind Model: Wind Model [ ] | Forced voltage angle control (const. phi) [ ] | Reactive Power Operational Limits: Use limits specified in type [ ] | Rated Current of Grounding [kA] | Consider for region spinning reserve [ ] | Scheme Status [ ] | Operating costs [ ] | Additional redispatch costs [ ] | Shut-down costs [ ] | Start-up costs [ ] | Ramp rate constraints [ ] | Start-up/shut-down time constraints [ ] | Additional constraints for controls: Fix controls to Load Flow values [ ] | Controls: Active power [ ] | Optimise active power [ ] | Controls: Reactive power [ ] | Restriction to discrete active power values [ ] | Active Power Operational Limits: Max. [ ] | Active Power Operational Limits: Min. [ ] | Reactive Power Operational Limits: Max. [ ] | Reactive Power Operational Limits: Min. [ ] | Additional constraints for controls: Must run [ ] | Restriction to discrete active power values: Allow current active power value [ ] | Optimisation of reactive power reserve [ ] | Generator usage: Generator usage:Single thermal generation unit:Variable renewable energy source (VRE):Coupled with storage model:Part of Virtual Power Plant [ ] | Wind Generator [ ] | Mechanical load: Moment of inertia [kgm^2] | Wind Model Weibull Distribution for Wind Speed: Lambda [m/s] | Ramp rate constraints: Ramp-down limit [MW/h] | Ramp rate constraints: Ramp-down limit [p.u./h] | Ramp rate constraints: Shut-down ramp limit [MW] | Ramp rate constraints: Shut-down ramp limit [p.u.] | Ramp rate constraints: Start-up ramp limit [MW] | Ramp rate constraints: Start-up ramp limit [p.u.] | Ramp rate constraints: Ramp-up limit [MW/h] | Ramp rate constraints: Ramp-up limit [p.u./h] | Mechanical load: Exponent [ ] | Mechanical load: Proportional Factor [p.u.] | Wind Model Weibull Distribution for Wind Speed: Mean [m/s] | Start-up/shut-down time constraints: Minimum down-time [h] | Start-up/shut-down time constraints: Minimum up-time [h] | Model:Active power input:Wind speed input [ ] | Piecewise linearisation for LP: Number of breakpoints [ ] | ObjectID [ ] | Out of service when active power is zero [ ] | Dispatch: Power Direction:P>=0:P<0 [ ] | Wind Model Time Series Characteristics: Annual Samples: Time Series Characteristics of Active Power Contribution (MW) [ChaVec,ChaVecfile,ChaTime,ChaProfile] | Wind Model Time Series Characteristics: Annual Samples: Time Series Characteristics for Wind Speed (m/s) [ChaVec,ChaVecfile,ChaTime,ChaProfile] | Active power control: Active power steps:fixed:continuous:1:2:3:4:5:6:7:8:9:10 [ ] | Penalty costs [USD/MWh] | Actual Dispatch: Power Factor Ind/Cap (act.) [ ] | Range of Voltage Regulation (+/-) [%] | Actual Dispatch: Active Power (act.) [MW] | Technology [ ] | ProjectID [ ] | Pmax(act.) [MW] | Active Power Operational Limits: Max. [p.u.] | Separate consumption mode: Max. [MW] | Separate consumption mode: Max. [p.u.] | Active Power: Rating: Rating Factor [ ] | Pmin(act.) [MW] | Active Power Operational Limits: Min. [p.u.] | Separate consumption mode: Min. [MW] | Separate consumption mode: Min. [p.u.] | Stochastic Model for Generation: Based on rated active power (Pr) [MW] | Active Power Operational Limits: Pr(rated) [MW] | Polynomial degree [ ] | Merit Order [ ] | Actual Dispatch: Reactive Power (act.) [Mvar] | Qmax(act.) [Mvar] | Qmin(act.) [Mvar] | Optimisation of reactive power reserve: Base:Reactive power limits:Rated apparent power [ ] | Optimisation of reactive power reserve: Q target value [%] | Internal Grounding Impedance: Resistance, Re [Ohm] | Use integrated AVR for motor starting: Starting field resistance [p.u.] | Reactive Power Operational Limits: Scaling Factor (max.) [%] | Reactive Power Operational Limits: Scaling Factor (min.) [%] | Actual Dispatch: Apparent Power (act.) [MVA] | Smoothing factor [%] | Use integrated AVR for motor starting: Trigger excitation at speed [p.u.] | Initial speed [p.u.] | Wind Model [ ] | TimeID [ ] | Time-overcurrent plot: Starting Time [s] | Voltage Setpoint Limits: Max. Voltage Setpoint [p.u.] | Voltage Setpoint Limits: Min. Voltage Setpoint [p.u.] | Wind Model Weibull Distribution for Wind Speed: Variance [m/s] | Use integrated AVR for motor starting: Constant field voltage [p.u.] | Use integrated AVR for motor starting: Rated field voltage [p.u.] | Piecewise linearisation for LP: Power, Average [MW] | Piecewise linearisation for LP: Power, Maximum [MW] | Piecewise linearisation for LP: Power, Minimum [MW] | Piecewise linearisation for LP: Power, Standard deviation [MW] | Piecewise linearisation for LP: Power, Sum [MW] | Piecewise linearisation for LP: Power, Variance [MW] | Restriction to discrete active power values: Valid active power values, Average [%] | Restriction to discrete active power values: Valid active power values, Maximum [%] | Restriction to discrete active power values: Valid active power values, Minimum [%] | Restriction to discrete active power values: Valid active power values, Standard deviation [%] | Restriction to discrete active power values: Valid active power values, Sum [%] | Restriction to discrete active power values: Valid active power values, Variance [%] | Start-up costs: Start-up costs, Average [USD] | Start-up costs: Start-up costs, Maximum [USD] | Start-up costs: Start-up costs, Minimum [USD] | Start-up costs: Start-up costs, Standard deviation [USD] | Start-up costs: Start-up costs, Sum [USD] | Start-up costs: Start-up costs, Variance [USD] | Start-up costs: Down-time, Average [>=h] | Start-up costs: Down-time, Maximum [>=h] | Start-up costs: Down-time, Minimum [>=h] | Start-up costs: Down-time, Standard deviation [>=h] | Start-up costs: Down-time, Sum [>=h] | Start-up costs: Down-time, Variance [>=h] | Dispatch: Wind speed [m/s] | Actual Dispatch: Wind speed (act.) [m/s] | Internal Grounding Impedance: Reactance, Xe [Ohm]
CUMMIN 12 | Network Model.IntPrjfolder\Network Data.IntPrjfolder\Main Grid.ElmNet\CUMMIN 12.ElmSym | 0 | Library.IntPrjfolder\Templates.IntPrjfolder\Diesel Genset 0.5MW.IntTemplate\Library\Equipment Type Library\SG Type 700 kVA 0.4 kV.TypSym | Network Model.IntPrjfolder\Network Data.IntPrjfolder\Main Grid.ElmNet | Network Model.IntPrjfolder\Network Data.IntPrjfolder\Main Grid.ElmNet\Bus6.ElmTerm\Cub_2.StaCubic | 1 | 0 | 1 | constv | PC | 0.421 | 0.26091 | 0.49529 | 0.85 | 0 | 1 | 0 | 0.69955 | 0.2 | 0.69955 | 0 | -0.3 | 0.8 | -0.2469 | 0.6584 | Library.IntPrjfolder\Templates.IntPrjfolder\Diesel Genset 0.5MW.IntTemplate\Library\Operational Library\Mvar Limit Curves\Capability Curve 625kVA SG.IntQlim | 0 | 0 | Network Model.IntPrjfolder\Network Data.IntPrjfolder\Main Grid.ElmNet\Diesel Genset Model.ElmComp | Diesel | 0 | 0 | dies | 0 | 0 | 1612307282 | 0 | 100 | 0 | 0 | 2 | PV | [0.0, 0.12200000467896466, 0.240000013113022, 0.34800000709295276, 0.4420000142157079, 0.5000000074505806, 0.5199999886751172, 0.5780000295937064, 0.6130000205785038, 0.6250000093132257] | 0.3988 | 0.625 | 0 | 0.2048 | 3.988 | 0.041942 | [-0.2371000086829067, -0.19270000744909055, -0.1497000001326203, -0.11039999887943264, -0.07613999957054851, -0.05503000102981925, -0.04774999987706541, -0.02664000133633615, -0.013900000064074991, 0.0] | 0 | 0 | -0.2371 | 0.1183 | -0.90936 | 0.013996 | [0.553300007481873, 0.5439000210747125, 0.5159999924302099, 0.47259999025762056, 0.41820002225339437, 0.37500000558793545, 0.34679999868273725, 0.23780000564157966, 0.12190000000447032, 0.0] | 0.35855 | 0.5533 | 0 | 0.17697 | 3.5855 | 0.031319 | 0 | 0 | 0 | 0 | 0 | 0 | 0 | 0 | 14293.4737 | 12149.453 | CUMMIN 12 | 0 | 0 | 0 | 0 | 0 | 0 | 0 | 1 | 0 | 0 | 0 | 0 | 1 | 1 | 1 | 1970-01-01T00:00:00Z | 0 | 0 | 0.85 | 0 | 0 | 0 | 150 | 0 | 0 | 0 | 0 | 0 | 0 | Network Model.IntPrjfolder\Network Data.IntPrjfolder\Main Grid.ElmNet | Network Model.IntPrjfolder\Network Data.IntPrjfolder\Main Grid.ElmNet | 0 | 0 | 0 | 0 | 0 | 0 | 0.8 | -0.3 | 1.1153 | 1.1153 | 0 | 0 | 0 | 9999 | 9999 | 0 | MAN | 1 | 0 | 1 | 0 | 0 | 0 | 0 | 0 | 0 | 1 | 1 | 0 | 0 | 1 | 1 | 1 | 0 | 0 | 0 | 0 | 100 | 1747379655 | 1 | 0 | 0 | 0 | 0 | 1 | 0 | 0 | 0 | 0 | 0 | ifag | 1 | 0 | 2 | 0 | 0 | 1.1879 | 1 | 1 | 1 | 1 | 0 | 0 | 0 | [0.0] | 1 | 0 | 0 | 0 | 0 | 0 | 0 | 0 | 0 | 0 | 1 | 0 | 0 | 0 | 0 | 0 | 0 | 0 | 1 | 1 | 0 | 0 | 0 | 10 | 9999 | 14293.4737 | 9999 | 14293.4737 | 9999 | 14293.4737 | 9999 | 14293.4737 | 2 | 1 | 8.8623 | 0 | 0 | 0 | 3 | 4908862 | 0 | 0 | [null] | [null] | 1 | 0 | ind. | 0 | 0.421 | 5 | 4905050 | 0.69955 | 1 | 0 | 0 | 1 | 0.2 | 0.2859 | 0 | 0 | 0.69955 | 0.69955 | 2 | 0 | 0.26091 | 0.58951 | -0.66031 | 0 | 50 | 0 | 1 | 100 | 100 | 0.49529 | 10 | 0.9 | 1 | 0 | 4294967294 | 0 | 1.1 | 0.9 | 4.6325 | 1 | 3.7806 | 0 | 0 | 0 | 0 | 0 | 0 | 0 | 0 | 0 | 0 | 0 | 0 | 0 | 0 | 0 | 0 | 0 | 0 | 0 | 0 | 0 | 0 | 0 | 0 | 0 | 0 | 0
CUMMIN 13 | Network Model.IntPrjfolder\Network Data.IntPrjfolder\Main Grid.ElmNet\CUMMIN 13.ElmSym | 0 | Library.IntPrjfolder\Templates.IntPrjfolder\Diesel Genset 0.5MW.IntTemplate\Library\Equipment Type Library\SG Type 700 kVA 0.4 kV.TypSym | Network Model.IntPrjfolder\Network Data.IntPrjfolder\Main Grid.ElmNet | Network Model.IntPrjfolder\Network Data.IntPrjfolder\Main Grid.ElmNet\Bus7.ElmTerm\Cub_2.StaCubic | 1 | 0 | 1 | constv | PC | 0.423 | 0.26215 | 0.49765 | 0.85 | 0 | 1 | 0 | 0.69955 | 0.2 | 0.69955 | 0 | -0.3 | 0.8 | -0.2469 | 0.6584 | Library.IntPrjfolder\Templates.IntPrjfolder\Diesel Genset 0.5MW.IntTemplate\Library\Operational Library\Mvar Limit Curves\Capability Curve 625kVA SG.IntQlim | 0 | 0 | Network Model.IntPrjfolder\Network Data.IntPrjfolder\Main Grid.ElmNet\Diesel Genset Model(1).ElmComp | Diesel | 0 | 0 | dies | 0 | 0 | 1612307282 | 0 | 100 | 0 | 0 | 2 | PV | [0.0, 0.12200000467896466, 0.240000013113022, 0.34800000709295276, 0.4420000142157079, 0.5000000074505806, 0.5199999886751172, 0.5780000295937064, 0.6130000205785038, 0.6250000093132257] | 0.3988 | 0.625 | 0 | 0.2048 | 3.988 | 0.041942 | [-0.2371000086829067, -0.19270000744909055, -0.1497000001326203, -0.11039999887943264, -0.07613999957054851, -0.05503000102981925, -0.04774999987706541, -0.02664000133633615, -0.013900000064074991, 0.0] | 0 | 0 | -0.2371 | 0.1183 | -0.90936 | 0.013996 | [0.553300007481873, 0.5439000210747125, 0.5159999924302099, 0.47259999025762056, 0.41820002225339437, 0.37500000558793545, 0.34679999868273725, 0.23780000564157966, 0.12190000000447032, 0.0] | 0.35855 | 0.5533 | 0 | 0.17697 | 3.5855 | 0.031319 | 0 | 0 | 0 | 0 | 0 | 0 | 0 | 0 | 14293.4737 | 12149.453 | CUMMIN 13 | 0 | 0 | 0 | 0 | 0 | 0 | 0 | 1 | 0 | 0 | 0 | 0 | 1 | 1 | 1 | 1970-01-01T00:00:00Z | 0 | 0 | 0.85 | 0 | 0 | 0 | 150 | 0 | 0 | 0 | 0 | 0 | 0 | Network Model.IntPrjfolder\Network Data.IntPrjfolder\Main Grid.ElmNet | Network Model.IntPrjfolder\Network Data.IntPrjfolder\Main Grid.ElmNet | 0 | 0 | 0 | 0 | 0 | 0 | 0.8 | -0.3 | 1.1153 | 1.1153 | 0 | 0 | 0 | 9999 | 9999 | 0 | MAN | 1 | 0 | 1 | 0 | 0 | 0 | 0 | 0 | 0 | 1 | 1 | 0 | 0 | 1 | 1 | 1 | 0 | 0 | 0 | 0 | 100 | 1747379663 | 1 | 0 | 0 | 0 | 0 | 1 | 0 | 0 | 0 | 0 | 0 | ifag | 1 | 0 | 2 | 0 | 0 | 1.1879 | 1 | 1 | 1 | 1 | 0 | 0 | 0 | [0.0] | 1 | 0 | 0 | 0 | 0 | 0 | 0 | 0 | 0 | 0 | 1 | 0 | 0 | 0 | 0 | 0 | 0 | 0 | 1 | 1 | 0 | 0 | 0 | 10 | 9999 | 14293.4737 | 9999 | 14293.4737 | 9999 | 14293.4737 | 9999 | 14293.4737 | 2 | 1 | 8.8623 | 0 | 0 | 0 | 3 | 4908866 | 0 | 0 | [null] | [null] | 1 | 0 | ind. | 0 | 0.423 | 5 | 4905050 | 0.69955 | 1 | 0 | 0 | 1 | 0.2 | 0.2859 | 0 | 0 | 0.69955 | 0.69955 | 2 | 0 | 0.26215 | 0.58888 | -0.65987 | 0 | 50 | 0 | 1 | 100 | 100 | 0.49765 | 10 | 0.9 | 1 | 0 | 4294967294 | 0 | 1.1 | 0.9 | 4.6325 | 1 | 3.7806 | 0 | 0 | 0 | 0 | 0 | 0 | 0 | 0 | 0 | 0 | 0 | 0 | 0 | 0 | 0 | 0 | 0 | 0 | 0 | 0 | 0 | 0 | 0 | 0 | 0 | 0 | 0
CUMMIN 9 | Network Model.IntPrjfolder\Network Data.IntPrjfolder\Main Grid.ElmNet\CUMMIN 9.ElmSym | 0 | Library.IntPrjfolder\Templates.IntPrjfolder\Diesel Genset 0.5MW.IntTemplate\Library\Equipment Type Library\SG Type 700 kVA 0.4 kV.TypSym | Network Model.IntPrjfolder\Network Data.IntPrjfolder\Main Grid.ElmNet | Network Model.IntPrjfolder\Network Data.IntPrjfolder\Main Grid.ElmNet\Bus18.ElmTerm\Cub_2.StaCubic | 1 | 0 | 1 | constv | PC | 0.35 | 0.21691 | 0.41176 | 0.85 | 0 | 1 | 0 | 0.69955 | 0.2 | 0.69955 | 0 | -0.3 | 0.8 | -0.2469 | 0.6584 | Library.IntPrjfolder\Templates.IntPrjfolder\Diesel Genset 0.5MW.IntTemplate\Library\Operational Library\Mvar Limit Curves\Capability Curve 625kVA SG.IntQlim | 0 | 0 | Network Model.IntPrjfolder\Network Data.IntPrjfolder\Main Grid.ElmNet\Diesel Genset Model(2).ElmComp | Diesel | 0 | 0 | dies | 0 | 0 | 1612307282 | 0 | 100 | 0 | 0 | 2 | PV | [0.0, 0.12200000467896466, 0.240000013113022, 0.34800000709295276, 0.4420000142157079, 0.5000000074505806, 0.5199999886751172, 0.5780000295937064, 0.6130000205785038, 0.6250000093132257] | 0.3988 | 0.625 | 0 | 0.2048 | 3.988 | 0.041942 | [-0.2371000086829067, -0.19270000744909055, -0.1497000001326203, -0.11039999887943264, -0.07613999957054851, -0.05503000102981925, -0.04774999987706541, -0.02664000133633615, -0.013900000064074991, 0.0] | 0 | 0 | -0.2371 | 0.1183 | -0.90936 | 0.013996 | [0.553300007481873, 0.5439000210747125, 0.5159999924302099, 0.47259999025762056, 0.41820002225339437, 0.37500000558793545, 0.34679999868273725, 0.23780000564157966, 0.12190000000447032, 0.0] | 0.35855 | 0.5533 | 0 | 0.17697 | 3.5855 | 0.031319 | 0 | 0 | 0 | 0 | 0 | 0 | 0 | 0 | 14293.4737 | 12149.453 | CUMMIN 9 | 0 | 0 | 0 | 0 | 0 | 0 | 0 | 1 | 0 | 0 | 0 | 0 | 1 | 1 | 1 | 1970-01-01T00:00:00Z | 0 | 0 | 0.85 | 0 | 0 | 0 | 150 | 0 | 0 | 0 | 0 | 0 | 0 | Network Model.IntPrjfolder\Network Data.IntPrjfolder\Main Grid.ElmNet | Network Model.IntPrjfolder\Network Data.IntPrjfolder\Main Grid.ElmNet | 0 | 0 | 0 | 0 | 0 | 0 | 0.8 | -0.3 | 1.1153 | 1.1153 | 0 | 0 | 0 | 9999 | 9999 | 0 | MAN | 1 | 0 | 1 | 0 | 0 | 0 | 0 | 0 | 0 | 1 | 1 | 0 | 0 | 1 | 1 | 1 | 0 | 0 | 0 | 0 | 100 | 1747379671 | 1 | 0 | 0 | 0 | 0 | 1 | 0 | 0 | 0 | 0 | 0 | ifag | 1 | 0 | 2 | 0 | 0 | 1.1879 | 1 | 1 | 1 | 1 | 0 | 0 | 0 | [0.0] | 1 | 0 | 0 | 0 | 0 | 0 | 0 | 0 | 0 | 0 | 1 | 0 | 0 | 0 | 0 | 0 | 0 | 0 | 1 | 1 | 0 | 0 | 0 | 10 | 9999 | 14293.4737 | 9999 | 14293.4737 | 9999 | 14293.4737 | 9999 | 14293.4737 | 2 | 1 | 8.8623 | 0 | 0 | 0 | 3 | 4908876 | 0 | 0 | [null] | [null] | 1 | 0 | ind. | 0 | 0.35 | 5 | 4905050 | 0.69955 | 1 | 0 | 0 | 1 | 0.2 | 0.2859 | 0 | 0 | 0.69955 | 0.69955 | 2 | 0 | 0.21691 | 0.60875 | -0.67823 | 0 | 50 | 0 | 1 | 100 | 100 | 0.41176 | 10 | 0.9 | 1 | 0 | 4294967294 | 0 | 1.1 | 0.9 | 4.6325 | 1 | 3.7806 | 0 | 0 | 0 | 0 | 0 | 0 | 0 | 0 | 0 | 0 | 0 | 0 | 0 | 0 | 0 | 0 | 0 | 0 | 0 | 0 | 0 | 0 | 0 | 0 | 0 | 0 | 0
CUMMIN 11 | Network Model.IntPrjfolder\Network Data.IntPrjfolder\Main Grid.ElmNet\CUMMIN 11.ElmSym | 1 | Library.IntPrjfolder\Templates.IntPrjfolder\Diesel Genset 0.5MW.IntTemplate\Library\Equipment Type Library\SG Type 700 kVA 0.4 kV.TypSym | Network Model.IntPrjfolder\Network Data.IntPrjfolder\Main Grid.ElmNet | Network Model.IntPrjfolder\Network Data.IntPrjfolder\Main Grid.ElmNet\Bus33.ElmTerm\Cub_2.StaCubic | 1 | 0 | 0 | constq | DEF | 0.5 | 0 | 0.5 | 1 | 0 | 1 | 0 | 0.5 | 0.2 | 0.69955 | 0 | -0.3 | 0.8 | -0.2469 | 0.6584 | Library.IntPrjfolder\Templates.IntPrjfolder\Diesel Genset 0.5MW.IntTemplate\Library\Operational Library\Mvar Limit Curves\Capability Curve 625kVA SG.IntQlim | 0 | 0 | Network Model.IntPrjfolder\Network Data.IntPrjfolder\Main Grid.ElmNet\Diesel Genset Model(4).ElmComp | Diesel | 0 | 0 | dies | 0 | 0 | 1612307282 | 0 | 100 | 0 | 0 | 2 | PQ | [0.0, 0.12200000467896466, 0.240000013113022, 0.34800000709295276, 0.4420000142157079, 0.5000000074505806, 0.5199999886751172, 0.5780000295937064, 0.6130000205785038, 0.6250000093132257] | 0.3988 | 0.625 | 0 | 0.2048 | 3.988 | 0.041942 | [-0.2371000086829067, -0.19270000744909055, -0.1497000001326203, -0.11039999887943264, -0.07613999957054851, -0.05503000102981925, -0.04774999987706541, -0.02664000133633615, -0.013900000064074991, 0.0] | 0 | 0 | -0.2371 | 0.1183 | -0.90936 | 0.013996 | [0.553300007481873, 0.5439000210747125, 0.5159999924302099, 0.47259999025762056, 0.41820002225339437, 0.37500000558793545, 0.34679999868273725, 0.23780000564157966, 0.12190000000447032, 0.0] | 0.35855 | 0.5533 | 0 | 0.17697 | 3.5855 | 0.031319 | 0 | 0 | 0 | 0 | 0 | 0 | 0 | 0 | 14293.4737 | 12149.453 | CUMMIN 11 | 0 | 0 | 0 | 0 | 0 | 0 | 0 | 0 | 0 | 0 | 0 | 0 | 1 | 1 | 1 | 1970-01-01T00:00:00Z | 0 | 0 | 1 | 0 | 0 | 0 | 150 | 0 | 0 | 0 | 0 | 0 | 0 | Network Model.IntPrjfolder\Network Data.IntPrjfolder\Main Grid.ElmNet | Network Model.IntPrjfolder\Network Data.IntPrjfolder\Main Grid.ElmNet | 0 | 0 | 0 | 0 | 0 | 0 | 0.8 | -0.3 | 1.1153 | 1.1153 | 0 | 0 | 0 | 9999 | 9999 | 0 | MAN | 1 | 0 | 1 | 0 | 0 | 0 | 0 | 0 | 0 | 1 | 1 | 0 | 0 | 1 | 1 | 1 | 0 | 0 | 0 | 0 | 100 | 1747312011 | 1 | 0 | 0 | 0 | 0 | 1 | 0 | 0 | 0 | 0 | 0 | ifag | 1 | 0 | 2 | 0 | 0 | 1.1879 | 1 | 1 | 1 | 1 | 0 | 0 | 0 | [0.0] | 1 | 0 | 0 | 0 | 0 | 0 | 0 | 0 | 0 | 0 | 1 | 0 | 0 | 0 | 0 | 0 | 0 | 0 | 1 | 1 | 0 | 0 | 0 | 10 | 9999 | 14293.4737 | 9999 | 14293.4737 | 9999 | 14293.4737 | 9999 | 14293.4737 | 2 | 1 | 8.8623 | 0 | 0 | 0 | 3 | 4908905 | 0 | 0 | [null] | [null] | 1 | 0 | ind. | 0 | 0.5 | 5 | 4905050 | 0.5 | 0.71475 | 0 | 0 | 1 | 0.2 | 0.2859 | 0 | 0 | 0.69955 | 0.69955 | 2 | 0 | 0 | 0.5711 | -0.64153 | 0 | 50 | 0 | 1 | 100 | 100 | 0.5 | 10 | 0.9 | 1 | 0 | 4294967294 | 0 | 1.1 | 0.9 | 4.6325 | 1 | 3.7806 | 0 | 0 | 0 | 0 | 0 | 0 | 0 | 0 | 0 | 0 | 0 | 0 | 0 | 0 | 0 | 0 | 0 | 0 | 0 | 0 | 0 | 0 | 0 | 0 | 0 | 0 | 0
CUMMIN 10 | Network Model.IntPrjfolder\Network Data.IntPrjfolder\Main Grid.ElmNet\CUMMIN 10.ElmSym | 0 | Library.IntPrjfolder\Templates.IntPrjfolder\Diesel Genset 0.5MW.IntTemplate\Library\Equipment Type Library\SG Type 700 kVA 0.4 kV.TypSym | Network Model.IntPrjfolder\Network Data.IntPrjfolder\Main Grid.ElmNet | Network Model.IntPrjfolder\Network Data.IntPrjfolder\Main Grid.ElmNet\Bus12.ElmTerm\Cub_2.StaCubic | 1 | 0 | 1 | constv | PC | 0.37 | 0.22931 | 0.43529 | 0.85 | 0 | 1 | 0 | 0.69955 | 0.2 | 0.69955 | 0 | -0.3 | 0.8 | -0.2469 | 0.6584 | Library.IntPrjfolder\Templates.IntPrjfolder\Diesel Genset 0.5MW.IntTemplate\Library\Operational Library\Mvar Limit Curves\Capability Curve 625kVA SG.IntQlim | 0 | 0 | Network Model.IntPrjfolder\Network Data.IntPrjfolder\Main Grid.ElmNet\Diesel Genset Model(5).ElmComp | Diesel | 0 | 0 | dies | 0 | 0 | 1612307282 | 0 | 100 | 0 | 0 | 2 | PV | [0.0, 0.12200000467896466, 0.240000013113022, 0.34800000709295276, 0.4420000142157079, 0.5000000074505806, 0.5199999886751172, 0.5780000295937064, 0.6130000205785038, 0.6250000093132257] | 0.3988 | 0.625 | 0 | 0.2048 | 3.988 | 0.041942 | [-0.2371000086829067, -0.19270000744909055, -0.1497000001326203, -0.11039999887943264, -0.07613999957054851, -0.05503000102981925, -0.04774999987706541, -0.02664000133633615, -0.013900000064074991, 0.0] | 0 | 0 | -0.2371 | 0.1183 | -0.90936 | 0.013996 | [0.553300007481873, 0.5439000210747125, 0.5159999924302099, 0.47259999025762056, 0.41820002225339437, 0.37500000558793545, 0.34679999868273725, 0.23780000564157966, 0.12190000000447032, 0.0] | 0.35855 | 0.5533 | 0 | 0.17697 | 3.5855 | 0.031319 | 0 | 0 | 0 | 0 | 0 | 0 | 0 | 0 | 14293.4737 | 12149.453 | CUMMIN 10 | 0 | 0 | 0 | 0 | 0 | 0 | 0 | 1 | 0 | 0 | 0 | 0 | 1 | 1 | 1 | 1970-01-01T00:00:00Z | 0 | 0 | 0.85 | 0 | 0 | 0 | 150 | 0 | 0 | 0 | 0 | 0 | 0 | Network Model.IntPrjfolder\Network Data.IntPrjfolder\Main Grid.ElmNet | Network Model.IntPrjfolder\Network Data.IntPrjfolder\Main Grid.ElmNet | 0 | 0 | 0 | 0 | 0 | 0 | 0.8 | -0.3 | 1.1153 | 1.1153 | 0 | 0 | 0 | 9999 | 9999 | 0 | MAN | 1 | 0 | 1 | 0 | 0 | 0 | 0 | 0 | 0 | 1 | 1 | 0 | 0 | 1 | 1 | 1 | 0 | 0 | 0 | 0 | 100 | 1747379681 | 1 | 0 | 0 | 0 | 0 | 1 | 0 | 0 | 0 | 0 | 0 | ifag | 1 | 0 | 2 | 0 | 0 | 1.1879 | 1 | 1 | 1 | 1 | 0 | 0 | 0 | [0.0] | 1 | 0 | 0 | 0 | 0 | 0 | 0 | 0 | 0 | 0 | 1 | 0 | 0 | 0 | 0 | 0 | 0 | 0 | 1 | 1 | 0 | 0 | 0 | 10 | 9999 | 14293.4737 | 9999 | 14293.4737 | 9999 | 14293.4737 | 9999 | 14293.4737 | 2 | 1 | 8.8623 | 0 | 0 | 0 | 3 | 4908890 | 0 | 0 | [null] | [null] | 1 | 0 | ind. | 0 | 0.37 | 5 | 4905050 | 0.69955 | 1 | 0 | 0 | 1 | 0.2 | 0.2859 | 0 | 0 | 0.69955 | 0.69955 | 2 | 0 | 0.22931 | 0.60422 | -0.67257 | 0 | 50 | 0 | 1 | 100 | 100 | 0.43529 | 10 | 0.9 | 1 | 0 | 4294967294 | 0 | 1.1 | 0.9 | 4.6325 | 1 | 3.7806 | 0 | 0 | 0 | 0 | 0 | 0 | 0 | 0 | 0 | 0 | 0 | 0 | 0 | 0 | 0 | 0 | 0 | 0 | 0 | 0 | 0 | 0 | 0 | 0 | 0 | 0 | 0
ENGINE 5 MAN | Network Model.IntPrjfolder\Network Data.IntPrjfolder\Main Grid.ElmNet\ENGINE 5 MAN.ElmSym | 1 | Library.IntPrjfolder\Equipment Type Library.IntPrjfolder\MAN 700 kVA 0.4 kV.TypSym | Network Model.IntPrjfolder\Network Data.IntPrjfolder\Main Grid.ElmNet | Network Model.IntPrjfolder\Network Data.IntPrjfolder\Main Grid.ElmNet\Bus1.ElmTerm\Cub_2.StaCubic | 1 | 0 | 0 | constq | DEF | 0.5 | 0 | 0.5 | 1 | 0 | 1 | 0 | 0.5 | 0.2 | 0.59704 | 0 | -0.3 | 0.8 | -0.21072 | 0.56192 | Library.IntPrjfolder\Templates.IntPrjfolder\Diesel Genset 0.5MW.IntTemplate\Library\Operational Library\Mvar Limit Curves\Capability Curve 625kVA SG.IntQlim | 0 | 0 | Network Model.IntPrjfolder\Network Data.IntPrjfolder\Main Grid.ElmNet\Diesel Genset Model(6).ElmComp | Diesel | 0 | 0 | dies | 0 | 0 | 1612307282 | 0 | 100 | 0 | 0 | 2 | PQ | [0.0, 0.12200000467896466, 0.240000013113022, 0.34800000709295276, 0.4420000142157079, 0.5000000074505806, 0.5199999886751172, 0.5780000295937064, 0.6130000205785038, 0.6250000093132257] | 0.3988 | 0.625 | 0 | 0.2048 | 3.988 | 0.041942 | [-0.2371000086829067, -0.19270000744909055, -0.1497000001326203, -0.11039999887943264, -0.07613999957054851, -0.05503000102981925, -0.04774999987706541, -0.02664000133633615, -0.013900000064074991, 0.0] | 0 | 0 | -0.2371 | 0.1183 | -0.90936 | 0.013996 | [0.553300007481873, 0.5439000210747125, 0.5159999924302099, 0.47259999025762056, 0.41820002225339437, 0.37500000558793545, 0.34679999868273725, 0.23780000564157966, 0.12190000000447032, 0.0] | 0.35855 | 0.5533 | 0 | 0.17697 | 3.5855 | 0.031319 | 0 | 0 | 0 | 0 | 0 | 0 | 0 | 0 | 16747.62 | 14235.4778 | ENGINE 5 MAN | 0 | 0 | 0 | 0 | 0 | 0 | 0 | 0 | 0 | 0 | 0 | 0 | 1 | 1 | 1 | 1970-01-01T00:00:00Z | 0 | 0 | 1 | 0 | 0 | 0 | 150 | 0 | 0 | 0 | 0 | 0 | 0 | Network Model.IntPrjfolder\Network Data.IntPrjfolder\Main Grid.ElmNet | Network Model.IntPrjfolder\Network Data.IntPrjfolder\Main Grid.ElmNet | 0 | 0 | 0 | 0 | 0 | 0 | 0.8 | -0.3 | 0.44235 | 0.44235 | 0 | 0 | 0 | 9999 | 9999 | 0 | MAN | 1 | 0 | 1 | 0 | 0 | 0 | 0 | 0 | 0 | 1 | 1 | 0 | 0 | 1 | 1 | 1 | 0 | 0 | 0 | 0 | 100 | 1747379152 | 1 | 0 | 0 | 0 | 0 | 1 | 0 | 0 | 0 | 0 | 0 | ifag | 1 | 0 | 2 | 0 | 0 | 1.0138 | 1 | 1 | 1 | 1 | 0 | 0 | 0 | [0.0] | 1 | 0 | 0 | 0 | 0 | 0 | 0 | 0 | 0 | 0 | 1 | 0 | 0 | 0 | 0 | 0 | 0 | 0 | 1 | 1 | 0 | 0 | 0 | 10 | 9999 | 16747.62 | 9999 | 16747.62 | 9999 | 16747.62 | 9999 | 16747.62 | 2 | 1 | 8.8623 | 0 | 0 | 0 | 3 | 4908858 | 0 | 0 | [null] | [null] | 1 | 0 | ind. | 0 | 0.5 | 5 | 4905050 | 0.5 | 0.83746 | 0 | 0 | 1 | 0.2 | 0.33499 | 0 | 0 | 0.59704 | 0.59704 | 2 | 0 | 0 | 0.47625 | -0.49235 | 0 | 50 | 0 | 1 | 100 | 100 | 0.5 | 10 | 0.9 | 1 | 0 | 4294967294 | 0 | 1.1 | 0.9 | 4.6325 | 1 | 3.7806 | 0 | 0 | 0 | 0 | 0 | 0 | 0 | 0 | 0 | 0 | 0 | 0 | 0 | 0 | 0 | 0 | 0 | 0 | 0 | 0 | 0 | 0 | 0 | 0 | 0 | 0 | 0
ENG 7 MTU | Network Model.IntPrjfolder\Network Data.IntPrjfolder\Main Grid.ElmNet\ENG 7 MTU.ElmSym | 1 | Library.IntPrjfolder\Equipment Type Library.IntPrjfolder\MTU Type 700 kVA 0.4 kV.TypSym | Network Model.IntPrjfolder\Network Data.IntPrjfolder\Main Grid.ElmNet | Network Model.IntPrjfolder\Network Data.IntPrjfolder\Main Grid.ElmNet\Bus4.ElmTerm\Cub_2.StaCubic | 1 | 0 | 0 | constq | DEF | 0.5 | 0 | 0.5 | 1 | 0 | 1 | 0 | 0.5 | 0.2 | 0.62501 | 0 | -0.3 | 0.8 | -0.22059 | 0.58824 | Library.IntPrjfolder\Templates.IntPrjfolder\Diesel Genset 0.5MW.IntTemplate\Library\Operational Library\Mvar Limit Curves\Capability Curve 625kVA SG.IntQlim | 0 | 0 | Network Model.IntPrjfolder\Network Data.IntPrjfolder\Main Grid.ElmNet\Diesel Genset Model(7).ElmComp | Diesel | 0 | 0 | dies | 0 | 0 | 1612307282 | 0 | 100 | 0 | 0 | 2 | PQ | [0.0, 0.12200000467896466, 0.240000013113022, 0.34800000709295276, 0.4420000142157079, 0.5000000074505806, 0.5199999886751172, 0.5780000295937064, 0.6130000205785038, 0.6250000093132257] | 0.3988 | 0.625 | 0 | 0.2048 | 3.988 | 0.041942 | [-0.2371000086829067, -0.19270000744909055, -0.1497000001326203, -0.11039999887943264, -0.07613999957054851, -0.05503000102981925, -0.04774999987706541, -0.02664000133633615, -0.013900000064074991, 0.0] | 0 | 0 | -0.2371 | 0.1183 | -0.90936 | 0.013996 | [0.553300007481873, 0.5439000210747125, 0.5159999924302099, 0.47259999025762056, 0.41820002225339437, 0.37500000558793545, 0.34679999868273725, 0.23780000564157966, 0.12190000000447032, 0.0] | 0.35855 | 0.5533 | 0 | 0.17697 | 3.5855 | 0.031319 | 0 | 0 | 0 | 0 | 0 | 0 | 0 | 0 | 15998.2718 | 13598.5311 | ENG 7 MTU | 0 | 0 | 0 | 0 | 0 | 0 | 0 | 0 | 0 | 0 | 0 | 0 | 1 | 1 | 1 | 1970-01-01T00:00:00Z | 0 | 0 | 1 | 0 | 0 | 0 | 150 | 0 | 0 | 0 | 0 | 0 | 0 | Network Model.IntPrjfolder\Network Data.IntPrjfolder\Main Grid.ElmNet | Network Model.IntPrjfolder\Network Data.IntPrjfolder\Main Grid.ElmNet | 0 | 0 | 0 | 0 | 0 | 0 | 0.8 | -0.3 | 0.44235 | 0.44235 | 0 | 0 | 0 | 9999 | 9999 | 0 | MAN | 1 | 0 | 1 | 0 | 0 | 0 | 0 | 0 | 0 | 1 | 1 | 0 | 0 | 1 | 1 | 1 | 0 | 0 | 0 | 0 | 100 | 1747379228 | 1 | 0 | 0 | 0 | 0 | 1 | 0 | 0 | 0 | 0 | 0 | ifag | 1 | 0 | 2 | 0 | 0 | 1.0613 | 1 | 1 | 1 | 1 | 0 | 0 | 0 | [0.0] | 1 | 0 | 0 | 0 | 0 | 0 | 0 | 0 | 0 | 0 | 1 | 0 | 0 | 0 | 0 | 0 | 0 | 0 | 1 | 1 | 0 | 0 | 0 | 10 | 9999 | 15998.2718 | 9999 | 15998.2718 | 9999 | 15998.2718 | 9999 | 15998.2718 | 2 | 1 | 8.8623 | 0 | 0 | 0 | 3 | 4908847 | 0 | 0 | [null] | [null] | 1 | 0 | ind. | 0 | 0.5 | 5 | 4905050 | 0.5 | 0.79999 | 0 | 0 | 1 | 0.2 | 0.32 | 0 | 0 | 0.62501 | 0.62501 | 2 | 0 | 0 | 0.50213 | -0.53621 | 0 | 50 | 0 | 1 | 100 | 100 | 0.5 | 10 | 0.9 | 1 | 0 | 4294967294 | 0 | 1.1 | 0.9 | 4.6325 | 1 | 3.7806 | 0 | 0 | 0 | 0 | 0 | 0 | 0 | 0 | 0 | 0 | 0 | 0 | 0 | 0 | 0 | 0 | 0 | 0 | 0 | 0 | 0 | 0 | 0 | 0 | 0 | 0 | 0
Diesel Generator | Network Model.IntPrjfolder\Network Data.IntPrjfolder\Main Grid.ElmNet\Diesel Generator.ElmSym | 1 | Library.IntPrjfolder\Equipment Type Library.IntPrjfolder\MAN 700 kVA 0.4 kV.TypSym | Network Model.IntPrjfolder\Network Data.IntPrjfolder\Main Grid.ElmNet | Network Model.IntPrjfolder\Network Data.IntPrjfolder\Main Grid.ElmNet\Bus5.ElmTerm\Cub_2.StaCubic | 1 | 0 | 0 | constq | DEF | 0.5 | 0 | 0.5 | 1 | 0 | 1 | 0 | 0.5 | 0.2 | 0.59704 | 0 | -0.3 | 0.8 | -0.21072 | 0.56192 | Library.IntPrjfolder\Templates.IntPrjfolder\Diesel Genset 0.5MW.IntTemplate\Library\Operational Library\Mvar Limit Curves\Capability Curve 625kVA SG.IntQlim | 0 | 0 | Network Model.IntPrjfolder\Network Data.IntPrjfolder\Main Grid.ElmNet\Diesel Genset Model(8).ElmComp | Diesel | 0 | 0 | dies | 0 | 0 | 1612307282 | 0 | 100 | 0 | 0 | 2 | PQ | [0.0, 0.12200000467896466, 0.240000013113022, 0.34800000709295276, 0.4420000142157079, 0.5000000074505806, 0.5199999886751172, 0.5780000295937064, 0.6130000205785038, 0.6250000093132257] | 0.3988 | 0.625 | 0 | 0.2048 | 3.988 | 0.041942 | [-0.2371000086829067, -0.19270000744909055, -0.1497000001326203, -0.11039999887943264, -0.07613999957054851, -0.05503000102981925, -0.04774999987706541, -0.02664000133633615, -0.013900000064074991, 0.0] | 0 | 0 | -0.2371 | 0.1183 | -0.90936 | 0.013996 | [0.553300007481873, 0.5439000210747125, 0.5159999924302099, 0.47259999025762056, 0.41820002225339437, 0.37500000558793545, 0.34679999868273725, 0.23780000564157966, 0.12190000000447032, 0.0] | 0.35855 | 0.5533 | 0 | 0.17697 | 3.5855 | 0.031319 | 0 | 0 | 0 | 0 | 0 | 0 | 0 | 0 | 16747.62 | 14235.4778 | Diesel Generator | 0 | 0 | 0 | 0 | 0 | 0 | 0 | 0 | 0 | 0 | 0 | 0 | 1 | 1 | 1 | 1970-01-01T00:00:00Z | 0 | 0 | 1 | 0 | 0 | 0 | 150 | 0 | 0 | 0 | 0 | 0 | 0 | Network Model.IntPrjfolder\Network Data.IntPrjfolder\Main Grid.ElmNet | Network Model.IntPrjfolder\Network Data.IntPrjfolder\Main Grid.ElmNet | 0 | 0 | 0 | 0 | 0 | 0 | 0.8 | -0.3 | 0.44235 | 0.44235 | 0 | 0 | 0 | 9999 | 9999 | 0 | MAN | 1 | 0 | 1 | 0 | 0 | 0 | 0 | 0 | 0 | 1 | 1 | 0 | 0 | 1 | 1 | 1 | 0 | 0 | 0 | 0 | 100 | 1747379190 | 1 | 0 | 0 | 0 | 0 | 1 | 0 | 0 | 0 | 0 | 0 | ifag | 1 | 0 | 2 | 0 | 0 | 1.0138 | 1 | 1 | 1 | 1 | 0 | 0 | 0 | [0.0] | 1 | 0 | 0 | 0 | 0 | 0 | 0 | 0 | 0 | 0 | 1 | 0 | 0 | 0 | 0 | 0 | 0 | 0 | 1 | 1 | 0 | 0 | 0 | 10 | 9999 | 16747.62 | 9999 | 16747.62 | 9999 | 16747.62 | 9999 | 16747.62 | 2 | 1 | 8.8623 | 0 | 0 | 0 | 3 | 4908897 | 0 | 0 | [null] | [null] | 1 | 0 | ind. | 0 | 0.5 | 5 | 4905050 | 0.5 | 0.83746 | 0 | 0 | 1 | 0.2 | 0.33499 | 0 | 0 | 0.59704 | 0.59704 | 2 | 0 | 0 | 0.47625 | -0.49235 | 0 | 50 | 0 | 1 | 100 | 100 | 0.5 | 10 | 0.9 | 1 | 0 | 4294967294 | 0 | 1.1 | 0.9 | 4.6325 | 1 | 3.7806 | 0 | 0 | 0 | 0 | 0 | 0 | 0 | 0 | 0 | 0 | 0 | 0 | 0 | 0 | 0 | 0 | 0 | 0 | 0 | 0 | 0 | 0 | 0 | 0 | 0 | 0 | 0
PLTMG 3 | Network Model.IntPrjfolder\Network Data.IntPrjfolder\Main Grid.ElmNet\PLTMG 3.ElmSym | 0 | Library.IntPrjfolder\Equipment Type Library.IntPrjfolder\Gas Turbine 1MVA 0.4KV.TypSym | Network Model.IntPrjfolder\Network Data.IntPrjfolder\Main Grid.ElmNet | Network Model.IntPrjfolder\Network Data.IntPrjfolder\Main Grid.ElmNet\Bus20.ElmTerm\Cub_3.StaCubic | 1 | 0 | 1 | constv | PC | 0.8 | 0.4958 | 0.94118 | 0.85 | 0 | 1 | 0 | 1.0702 | 0.5 | 1.0702 | 0 | -0.3 | 0.8 | -0.55396 | 1.045 |  | 0 | 0 | Network Model.IntPrjfolder\Network Data.IntPrjfolder\Main Grid.ElmNet\Gas Power Plant Model(6).ElmComp | Gas | 0 | 0 | gas | 0 | 0 | 1612307282 | 0 | 100 | 0 | 0 | 2 | PV | [0.0, 9.089999794960022, 17.899999618530273, 25.899999141693115, 32.99999952316284, 37.23999738693237, 38.80000114440918, 43.09999942779541, 45.70000171661377, 46.549997329711914] | 29.728 | 46.55 | 0 | 15.2662 | 297.28 | 233.0568 | [-19.819999933242798, -16.510000228881836, -13.309999704360962, -10.399999618530273, -7.806000113487244, -6.262999773025513, -5.6950002908706665, -4.129999876022339, -3.1839999556541443, 0.0] | 0 | 0 | -19.82 | 10.5381 | -87.118 | 111.0515 | [40.73999881744385, 40.05000114440918, 38.02999973297119, 34.92000102996826, 30.959999561309814, 27.929999828338623, 25.72000026702881, 17.589999437332153, 8.85599970817566, 0.0] | 26.4796 | 40.74 | 0 | 13.0603 | 264.796 | 170.5707 | 0 | 0 | 0 | 0 | 0 | 0 | 0 | 0 | 9343.5498 | 7942.0178 | PLTMG 3 | 0 | 1 | 0 | 0 | 0 | 0 | 0 | 1 | 0 | 0 | 0 | 0 | 1 | 1 | 1 | 1970-01-01T00:00:00Z | 0 | 0 | 0.85 | 0 | 0 | 0 | 150 | 0 | 0 | 0 | 0 | 0 | 0 | Network Model.IntPrjfolder\Network Data.IntPrjfolder\Main Grid.ElmNet | Network Model.IntPrjfolder\Network Data.IntPrjfolder\Main Grid.ElmNet | 0 | 0 | 0 | 0 | 0 | 0 | 0.83 | -0.44 | 1.3435 | 1.3435 | 0 | 0 | 0 | 9999 | 9999 | 0 | MAN | 1 | 0 | 1 | 0 | 0 | 0 | 0 | 0 | 0 | 1 | 1 | 0 | 0 | 1 | 1 | 1 | 0 | 0 | 0 | 0 | 100 | 1747363531 | 1 | 0 | 0 | 0 | 0 | 1 | 0 | 0 | 0 | 0 | 0 | ifag | 1 | 2 | 2 | 2 | 0 | 1.8172 | 0 | 0 | 0 | 0 | 0 | 0 | 1 | [0.0] | 1 | 0 | 0 | 0 | 0 | 0 | 0 | 0 | 0 | 0 | 1 | 0 | 0 | 0 | 0 | 0 | 0 | 0 | 1 | 1 | 0 | 0 | 0 | 10 | 9999 | 9343.5498 | 9999 | 9343.5498 | 9999 | 9343.5498 | 9999 | 9343.5498 | 2 | 1 | 8.8623 | 0 | 0 | 0 | 3 | 4908855 | 0 | 0 | [null] | [null] | 1 | 0 | ind. | 0 | 0.8 | 1 | 4905050 | 1.0702 | 1 | 0 | 0 | 1 | 0.5 | 0.46722 | 0 | 0 | 1.0702 | 1.0702 | 2 | 0 | 0.4958 | 1.045 | -0.55396 | 0 | 50 | 0 | 1 | 100 | 100 | 0.94118 | 10 | 0.9 | 1 | 0 | 4294967294 | 0 | 1.1 | 0.9 | 4.6325 | 1 | 2.9986 | 0 | 0 | 0 | 0 | 0 | 0 | 0 | 0 | 0 | 0 | 0 | 0 | 0 | 0 | 0 | 0 | 0 | 0 | 0 | 0 | 0 | 0 | 0 | 0 | 0 | 0 | 0
PLTMG 2 | Network Model.IntPrjfolder\Network Data.IntPrjfolder\Main Grid.ElmNet\PLTMG 2.ElmSym | 0 | Library.IntPrjfolder\Equipment Type Library.IntPrjfolder\Gas Turbine 1MVA 0.4KV.TypSym | Network Model.IntPrjfolder\Network Data.IntPrjfolder\Main Grid.ElmNet | Network Model.IntPrjfolder\Network Data.IntPrjfolder\Main Grid.ElmNet\Bus21.ElmTerm\Cub_3.StaCubic | 1 | 0 | 1 | constv | PC | 0.8 | 0.4958 | 0.94118 | 0.85 | 0 | 1 | 0 | 1.0702 | 0.5 | 1.0702 | 0 | -0.3 | 0.8 | -0.3777 | 1.0072 |  | 0 | 0 | Network Model.IntPrjfolder\Network Data.IntPrjfolder\Main Grid.ElmNet\Gas Power Plant Model(7).ElmComp | Gas | 0 | 0 | gas | 0 | 0 | 1612307282 | 0 | 100 | 0 | 0 | 2 | PV | [0.0, 9.089999794960022, 17.899999618530273, 25.899999141693115, 32.99999952316284, 37.23999738693237, 38.80000114440918, 43.09999942779541, 45.70000171661377, 46.549997329711914] | 29.728 | 46.55 | 0 | 15.2662 | 297.28 | 233.0568 | [-19.819999933242798, -16.510000228881836, -13.309999704360962, -10.399999618530273, -7.806000113487244, -6.262999773025513, -5.6950002908706665, -4.129999876022339, -3.1839999556541443, 0.0] | 0 | 0 | -19.82 | 10.5381 | -87.118 | 111.0515 | [40.73999881744385, 40.05000114440918, 38.02999973297119, 34.92000102996826, 30.959999561309814, 27.929999828338623, 25.72000026702881, 17.589999437332153, 8.85599970817566, 0.0] | 26.4796 | 40.74 | 0 | 13.0603 | 264.796 | 170.5707 | 0 | 0 | 0 | 0 | 0 | 0 | 0 | 0 | 9343.5498 | 7942.0178 | PLTMG 2 | 0 | 1 | 0 | 0 | 0 | 0 | 0 | 1 | 0 | 0 | 0 | 0 | 1 | 1 | 1 | 1970-01-01T00:00:00Z | 0 | 0 | 0.85 | 0 | 0 | 0 | 150 | 0 | 0 | 0 | 0 | 0 | 0 | Network Model.IntPrjfolder\Network Data.IntPrjfolder\Main Grid.ElmNet | Network Model.IntPrjfolder\Network Data.IntPrjfolder\Main Grid.ElmNet | 0 | 0 | 0 | 0 | 0 | 0 | 0.8 | -0.3 | 1.3435 | 1.3435 | 0 | 0 | 0 | 9999 | 9999 | 0 | MAN | 1 | 0 | 1 | 0 | 0 | 0 | 0 | 0 | 0 | 1 | 1 | 0 | 0 | 1 | 1 | 1 | 0 | 0 | 0 | 0 | 100 | 1747363528 | 1 | 0 | 0 | 0 | 0 | 1 | 0 | 0 | 0 | 0 | 0 | ifag | 1 | 2 | 2 | 2 | 0 | 1.8172 | 0 | 0 | 0 | 0 | 0 | 0 | 0 | [0.0] | 1 | 0 | 0 | 0 | 0 | 0 | 0 | 0 | 0 | 0 | 1 | 0 | 0 | 0 | 0 | 0 | 0 | 0 | 1 | 1 | 0 | 0 | 0 | 10 | 9999 | 9343.5498 | 9999 | 9343.5498 | 9999 | 9343.5498 | 9999 | 9343.5498 | 2 | 1 | 8.8623 | 0 | 0 | 0 | 3 | 4908912 | 0 | 0 | [null] | [null] | 1 | 0 | ind. | 0 | 0.8 | 1 | 4905050 | 1.0702 | 1 | 0 | 0 | 1 | 0.5 | 0.46722 | 0 | 0 | 1.0702 | 1.0702 | 2 | 0 | 0.4958 | 1.0072 | -0.3777 | 0 | 50 | 0 | 1 | 100 | 100 | 0.94118 | 10 | 0.9 | 1 | 0 | 4294967294 | 0 | 1.1 | 0.9 | 4.6325 | 1 | 2.9986 | 0 | 0 | 0 | 0 | 0 | 0 | 0 | 0 | 0 | 0 | 0 | 0 | 0 | 0 | 0 | 0 | 0 | 0 | 0 | 0 | 0 | 0 | 0 | 0 | 0 | 0 | 0
PLTMG 1 | Network Model.IntPrjfolder\Network Data.IntPrjfolder\Main Grid.ElmNet\PLTMG 1.ElmSym | 0 | Library.IntPrjfolder\Equipment Type Library.IntPrjfolder\Gas Turbine 1MVA 0.4KV.TypSym | Network Model.IntPrjfolder\Network Data.IntPrjfolder\Main Grid.ElmNet | Network Model.IntPrjfolder\Network Data.IntPrjfolder\Main Grid.ElmNet\Bus22.ElmTerm\Cub_3.StaCubic | 1 | 1 | 1 | constv | PC | 0.85 | 0.52678 | 1 | 0.85 | 0 | 1 | 0 | 1.0702 | 0.5 | 1.0702 | 0 | -0.3 | 0.8 | -0.3777 | 1.0072 |  | 0 | 0 | Network Model.IntPrjfolder\Network Data.IntPrjfolder\Main Grid.ElmNet\Gas Power Plant Model(8).ElmComp | Gas | 0 | 0 | gas | 0 | 0 | 1612307282 | 0 | 100 | 0 | 0 | 2 | SL | [0.0, 9.089999794960022, 17.899999618530273, 25.899999141693115, 32.99999952316284, 37.23999738693237, 38.80000114440918, 43.09999942779541, 45.70000171661377, 46.549997329711914] | 29.728 | 46.55 | 0 | 15.2662 | 297.28 | 233.0568 | [-19.819999933242798, -16.510000228881836, -13.309999704360962, -10.399999618530273, -7.806000113487244, -6.262999773025513, -5.6950002908706665, -4.129999876022339, -3.1839999556541443, 0.0] | 0 | 0 | -19.82 | 10.5381 | -87.118 | 111.0515 | [40.73999881744385, 40.05000114440918, 38.02999973297119, 34.92000102996826, 30.959999561309814, 27.929999828338623, 25.72000026702881, 17.589999437332153, 8.85599970817566, 0.0] | 26.4796 | 40.74 | 0 | 13.0603 | 264.796 | 170.5707 | 0 | 0 | 0 | 0 | 0 | 0 | 0 | 0 | 9343.5498 | 7942.0178 | PLTMG 1 | 0 | 1 | 0 | 0 | 0 | 0 | 0 | 1 | 0 | 0 | 0 | 0 | 1 | 1 | 1 | 1970-01-01T00:00:00Z | 0 | 0 | 0.85 | 0 | 0 | 0 | 150 | 0 | 0 | 0 | 0 | 0 | 0 | Network Model.IntPrjfolder\Network Data.IntPrjfolder\Main Grid.ElmNet | Network Model.IntPrjfolder\Network Data.IntPrjfolder\Main Grid.ElmNet | 0 | 0 | 0 | 0 | 0 | 0 | 0.8 | -0.3 | 1.3435 | 1.3435 | 0 | 0 | 0 | 9999 | 9999 | 0 | MAN | 1 | 0 | 1 | 0 | 0 | 0 | 0 | 0 | 0 | 1 | 1 | 0 | 0 | 1 | 1 | 1 | 0 | 0 | 0 | 0 | 100 | 1747363571 | 1 | 0 | 0 | 0 | 0 | 1 | 0 | 0 | 0 | 0 | 0 | ifag | 1 | 2 | 2 | 2 | 0 | 1.8172 | 0 | 0 | 0 | 0 | 0 | 0 | 0 | [0.0] | 1 | 0 | 0 | 0 | 0 | 0 | 0 | 0 | 0 | 0 | 1 | 0 | 0 | 0 | 0 | 0 | 0 | 0 | 1 | 1 | 0 | 0 | 0 | 10 | 9999 | 9343.5498 | 9999 | 9343.5498 | 9999 | 9343.5498 | 9999 | 9343.5498 | 2 | 1 | 8.8623 | 0 | 0 | 0 | 3 | 4908902 | 0 | 0 | [null] | [null] | 1 | 0 | ind. | 0 | 0.85 | 1 | 4905050 | 1.0702 | 1 | 0 | 0 | 1 | 0.5 | 0.46722 | 0 | 0 | 1.0702 | 1.0702 | 2 | 0 | 0.52678 | 1.0072 | -0.3777 | 0 | 50 | 0 | 1 | 100 | 100 | 1 | 10 | 0.9 | 1 | 0 | 4294967294 | 0 | 1.1 | 0.9 | 4.6325 | 1 | 2.9986 | 0 | 0 | 0 | 0 | 0 | 0 | 0 | 0 | 0 | 0 | 0 | 0 | 0 | 0 | 0 | 0 | 0 | 0 | 0 | 0 | 0 | 0 | 0 | 0 | 0 | 0 | 0
DEUTZ MWM 2 | Network Model.IntPrjfolder\Network Data.IntPrjfolder\Main Grid.ElmNet\DEUTZ MWM 2.ElmSym | 1 | Library.IntPrjfolder\Equipment Type Library.IntPrjfolder\DEUTZ MWM.TypSym | Network Model.IntPrjfolder\Network Data.IntPrjfolder\Main Grid.ElmNet | Network Model.IntPrjfolder\Network Data.IntPrjfolder\Main Grid.ElmNet\Bus34.ElmTerm\Cub_2.StaCubic | 1 | 0 | 0 | constq | DEF | 0.5 | 0 | 0.5 | 1 | 0 | 1 | 0 | 0.5 | 0.2 | 0.57596 | 0 | -0.3 | 0.8 | -0.20328 | 0.54208 | Library.IntPrjfolder\Templates.IntPrjfolder\Diesel Genset 0.5MW.IntTemplate\Library\Operational Library\Mvar Limit Curves\Capability Curve 625kVA SG.IntQlim | 0 | 0 | Network Model.IntPrjfolder\Network Data.IntPrjfolder\Main Grid.ElmNet\Diesel Genset Model(9).ElmComp | Diesel | 0 | 0 | dies | 0 | 0 | 1612307282 | 0 | 100 | 0 | 0 | 2 | PQ | [0.0, 0.12200000467896466, 0.240000013113022, 0.34800000709295276, 0.4420000142157079, 0.5000000074505806, 0.5199999886751172, 0.5780000295937064, 0.6130000205785038, 0.6250000093132257] | 0.3988 | 0.625 | 0 | 0.2048 | 3.988 | 0.041942 | [-0.2371000086829067, -0.19270000744909055, -0.1497000001326203, -0.11039999887943264, -0.07613999957054851, -0.05503000102981925, -0.04774999987706541, -0.02664000133633615, -0.013900000064074991, 0.0] | 0 | 0 | -0.2371 | 0.1183 | -0.90936 | 0.013996 | [0.553300007481873, 0.5439000210747125, 0.5159999924302099, 0.47259999025762056, 0.41820002225339437, 0.37500000558793545, 0.34679999868273725, 0.23780000564157966, 0.12190000000447032, 0.0] | 0.35855 | 0.5533 | 0 | 0.17697 | 3.5855 | 0.031319 | 0 | 0 | 0 | 0 | 0 | 0 | 0 | 0 | 17360.5794 | 14756.4929 | DEUTZ MWM 2 | 0 | 0 | 0 | 0 | 0 | 0 | 0 | 0 | 0 | 0 | 0 | 0 | 1 | 1 | 1 | 1970-01-01T00:00:00Z | 0 | 0 | 1 | 0 | 0 | 0 | 150 | 0 | 0 | 0 | 0 | 0 | 0 | Network Model.IntPrjfolder\Network Data.IntPrjfolder\Main Grid.ElmNet | Network Model.IntPrjfolder\Network Data.IntPrjfolder\Main Grid.ElmNet | 0 | 0 | 0 | 0 | 0 | 0 | 0.8 | -0.3 | 0.44235 | 0.44235 | 0 | 0 | 0 | 9999 | 9999 | 0 | MAN | 1 | 0 | 1 | 0 | 0 | 0 | 0 | 0 | 0 | 1 | 1 | 0 | 0 | 1 | 1 | 1 | 0 | 0 | 0 | 0 | 100 | 1747379063 | 1 | 0 | 0 | 0 | 0 | 1 | 0 | 0 | 0 | 0 | 0 | ifag | 1 | 0 | 2 | 0 | 0 | 0.97803 | 1 | 1 | 1 | 1 | 0 | 0 | 0 | [0.0] | 1 | 0 | 0 | 0 | 0 | 0 | 0 | 0 | 0 | 0 | 1 | 0 | 0 | 0 | 0 | 0 | 0 | 0 | 1 | 1 | 0 | 0 | 0 | 10 | 9999 | 17360.5794 | 9999 | 17360.5794 | 9999 | 17360.5794 | 9999 | 17360.5794 | 2 | 1 | 8.8623 | 0 | 0 | 0 | 3 | 4908850 | 0 | 0 | [null] | [null] | 1 | 0 | ind. | 0 | 0.5 | 5 | 4905050 | 0.5 | 0.86812 | 0 | 0 | 1 | 0.2 | 0.34725 | 0 | 0 | 0.57596 | 0.57596 | 2 | 0 | 0 | 0.4559 | -0.45696 | 0 | 50 | 0 | 1 | 100 | 100 | 0.5 | 10 | 0.9 | 1 | 0 | 4294967294 | 0 | 1.1 | 0.9 | 4.6325 | 1 | 3.7806 | 0 | 0 | 0 | 0 | 0 | 0 | 0 | 0 | 0 | 0 | 0 | 0 | 0 | 0 | 0 | 0 | 0 | 0 | 0 | 0 | 0 | 0 | 0 | 0 | 0 | 0 | 0

## ElmLod
loc_name | _path | outserv | fold_id | bus1 | mode_inp | plini | qlini | slini | coslini | pf_recap | ilini | u0 | scale0 | i_sym | phtech | GPSlat | GPSlon | appr_modif | appr_status | av_mode | Bc_hv | Bc_lv | Bss | cBasedOn | cDisplayName | cEstPhases | ciDist | ciDistAll | ciDistAllRoot | ciDistRoot | ciEarthed | ciEnergized | ciLater | ciOutaged | commissionDate | constr | coslini_a | coslinir | coslinir_a | coslinis | coslinis_a | coslinit | coslinit_a | cpArea | cpGrid | cpHeadFold | ctotIks | ctotIksmin | ctotIkss | ctotIkssmin | ctotSks | ctotSksmin | ctotSkss | ctotSkssmin | cTrans | ctrlUsage | curativeCosts | curativeLim | cUserDefIndex | dat_src | dpl1 | dpl2 | dpl3 | dpl4 | dpl5 | dudropLVfeed | duriseLVfeed | Fb | Fel | Fma | Fmb | Fmc | Fmd | fSCDF | gnrl_modif | i_normPQext | i_pini | i_prty | i_qini | i_rem | i_scale | i_scaleini | iAstabint | iComDate | icurref | iecfltcont | iecShcModel | Iks | Iksfix | Iksfixmin | Ikss | Ikssfix | Ikssfixmin | ilini_a | ilinir | ilinir_a | ilinis | ilinis_a | ilinit | ilinit_a | iLoadTrf | Inom | iopt_type | Irated | iSchemeStatus | isCtrlLdShed | iShedding | iv_mode | LTC | NrCust | oid_ | OptCost | p_direc | p_direcr | p_direcs | p_direct | pcontract | pf_recapr | pf_recaps | pf_recapt | pid_ | plini_a | plinir | plinir_a | plinis | plinis_a | plinit | plinit_a | q0qvref | Q0qvref | qlini_a | qlinir | qlinir_a | qlinis | qlinis_a | qlinit | qlinit_a | r0 | r1Sbasepu | r2Sbasepu | ramp_type | Rfdr | rtox | rtoxmin | scale0_a | shed | shedcost | shedmax | shedmin | Sks | Sksfix | Sksfixmin | Skss | Skssfix | Skssfixmin | slini_a | slinir | slinir_a | slinis | slinis_a | slinit | slinit_a | Strat | tid_ | trans | u0qvref | Vmax | Vmin | x0 | x1sSbasepu | x1ssSbasepu | x2Sbasepu | Xfdr | xt | xtor | xtormin | zonefact
Name [ ] | Object path (key) | Out of Service [ ] | In Folder [ ] | Terminal [StaCubic] | Input Mode [ ] | Operating Point: Active Power [MW] | Operating Point: Reactive Power [Mvar] | Operating Point: Apparent Power [MVA] | Operating Point: Power Factor [ ] | Operating Point: Power Factor:ind.:cap. [ ] | Operating Point: Current [kA] | Operating Point: Voltage [p.u.] | Operating Point: Scaling Factor [ ] | Balanced/Unbalanced [ ] | Technology [ ] | Geographical Position: Latitude / Northing [deg] | Geographical Position: Longitude / Easting [deg] | Approval Information: Modified [ ] | Approval Information: Status [ ] | Local Controller [ ] | HV Capacitance [Mvar] | Additional LV Capacitance [Mvar] | Shunt capacitor at LV bus, Bss [p.u.] | based on [MVA] | Display Name [ ] | Estimate phases [ ] | Distance from infeed in number of buses [ ] | Distance from infeed in number of buses including switches [ ] | Distance from first infeed in number of buses including switches [ ] | Distance from first infeed in number of buses [ ] | Earthed [ ] | Energized [ ] | Lateral Index [ ] | Planned Outage [ ] | Commissioning Date [ ] | Year of Construction [ ] | cos(phi)(act.) [ ] | Phase 1: Power Factor [ ] | Ph 1:cos(phi)(act.) [ ] | Phase 2: Power Factor [ ] | Ph 2:cos(phi)(act.) [ ] | Phase 3: Power Factor [ ] | Ph 3:cos(phi)(act.) [ ] | Area [ElmArea] | Grid [ElmNet] | Head Folder [ ] | Fault Contribution: Total contribution (transient) [kA] | Total contribution (transient) [kA] | Fault Contribution: Total contribution (subtransient) [kA] | Fault Contribution: Total contribution (subtransient) [kA] | Fault Contribution: Total contribution (transient) [MVA] | Total contribution (transient) [MVA] | Fault Contribution: Total contribution (subtransient) [MVA] | Fault Contribution: Total contribution (subtransient) [MVA] | Load shedding/transfer (Transmission Option): Resulting [%] | Control usage: Load shedding:Preventive only:Curative only:Preventive and curative [ ] | Control usage: Costs for curative power deviation [USD/MVAh] | Control usage: Max. curative power deviation [%] | User defined Index [ ] | Data source [ ] | dpl1 [ ] | dpl2 [ ] | dpl3 [ ] | dpl4 [ ] | dpl5 [ ] | LV Voltage Changes: Maximum Voltage Drop (LV Grid) [%] | LV Voltage Changes: Maximum Voltage Rise (LV Grid) [%] | Fraction of feeder Q-comp., Fb [ ] | Electronic load fraction [ ] | Motor A fraction [ ] | Motor B fraction [ ] | Motor C fraction [ ] | Motor D fraction [ ] | Interruption costs: Scaling factor [ ] | Object modified [ ] | Pext, Qext input signals normalised to load flow voltage [ ] | State Estimation: Estimate Active Power [ ] | Priority [ ] | State Estimation: Estimate Reactive Power [ ] | Remote Control [ ] | Operating Point: Adjusted by Load Scaling [ ] | State Estimation: Estimate Scaling Factor [ ] | A-stable integration algorithm [ ] | Commissioning Date [ ] | Harmonic Current Injections: Harmonic currents referred to [ ] | Fault Contribution [ ] | Fault Contribution: Short-Circuit Model:Static converter-fed drive:Equivalent synchronous machine [ ] | Fault Contribution Scalable Fault Contribution: Transient Short-Circuit Current [kA/MW] | Fault Contribution Fixed Fault Contribution: Transient Short-Circuit Level [kA] | Fixed Fault Contribution: Transient Short-Circuit Level [kA] | Fault Contribution Scalable Fault Contribution: Subtransient Short-Circuit Current [kA/MW] | Fault Contribution Fixed Fault Contribution: Subtransient Short-Circuit Level [kA] | Fault Contribution Fixed Fault Contribution: Subtransient Short-Circuit Level [kA] | I(act.) [kA] | Phase 1: Current [kA] | Ph 1:I(act.) [kA] | Phase 2: Current [kA] | Ph 2:I(act.) [kA] | Phase 3: Current [kA] | Ph 3:I(act.) [kA] | Consider Load Transformer [ ] | Nominal Current [kA] | Allow Load-Ramp Event [ ] | Harmonic Current Injections: Rated Current [kA] | Scheme Status [ ] | Controls for Unit Commitment: Allow load shedding [ ] | Controls: Allow load shedding [ ] | Local Controller [ ] | LTC flag , LTC:0:1:-1 [ ] | Number of connected customers [ ] | ObjectID [ ] | Interruption costs: Unit [ ] | Operating Point: Power Direction:P>=0:P<0 [ ] | Phase 1: Power Direction:P>=0:P<0 [ ] | Phase 2: Power Direction:P>=0:P<0 [ ] | Phase 3: Power Direction:P>=0:P<0 [ ] | Contracted Active Power [MW] | Phase 1: Power Factor:ind.:cap. [ ] | Phase 2: Power Factor:ind.:cap. [ ] | Phase 3: Power Factor:ind.:cap. [ ] | ProjectID [ ] | P(act.) [MW] | Phase 1: Active Power [MW] | Ph 1:P(act.) [MW] | Phase 2: Active Power [MW] | Ph 2:P(act.) [MW] | Phase 3: Active Power [MW] | Ph 3:P(act.) [MW] | Q(V)-Characteristic: Q reference [p.u.] | Q(V)-Characteristic: Q reference [Mvar] | Q(act.) [Mvar] | Phase 1: Reactive Power [Mvar] | Ph 1:Q(act.) [Mvar] | Phase 2: Reactive Power [Mvar] | Ph 2:Q(act.) [Mvar] | Phase 3: Reactive Power [Mvar] | Ph 3:Q(act.) [Mvar] | Consider Load Transformer: r0 [p.u.] | r1(shc) (Sbase) [p.u.] | r2(shc) (Sbase) [p.u.] | Allow Load-Ramp Event [ ] | Feeder R, Rfdr [p.u.] | Fault Contribution: R to X'' ratio [ ] | Fault Contribution: R to X'' ratio [ ] | Scaling Factor(act.) [ ] | Load shedding/transfer (Transmission Option): Shedding steps:infinite:1:2:3:4:5:6:7:8:9:10 [ ] | Costs: Costs for load shedding [USD/MVAh] | Load shedding constraints for apparent power: Max. load shedding [%] | Load shedding constraints for apparent power: Min. load shedding [%] | Fault Contribution Scalable Fault Contribution: Transient Short-Circuit Level [MVA/MW] | Fault Contribution Fixed Fault Contribution: Transient Short-Circuit Level [MVA] | Fixed Fault Contribution: Transient Short-Circuit Level [MVA] | Fault Contribution Scalable Fault Contribution: Subtransient Short-Circuit Level [MVA/MW] | Fault Contribution Fixed Fault Contribution: Subtransient Short-Circuit Level [MVA] | Fault Contribution Fixed Fault Contribution: Subtransient Short-Circuit Level [MVA] | S(act.) [MVA] | Phase 1: Apparent Power [MVA] | Ph 1:S(act.) [MVA] | Phase 2: Apparent Power [MVA] | Ph 2:S(act.) [MVA] | Phase 3: Apparent Power [MVA] | Ph 3:S(act.) [MVA] | Consider Load Transformer: Rated Power [MVA] | TimeID [ ] | Load shedding/transfer (Transmission Option): Transferable [%] | Q(V)-Characteristic: Reference voltage [p.u.] | LTC Vmax, Vmax [p.u.] | LTC Vmin, Vmin [p.u.] | Consider Load Transformer: x0 [p.u.] | x1'(shc) (Sbase) [p.u.] | x1''(shc) (Sbase) [p.u.] | x2(shc) (Sbase) [p.u.] | Feeder X, Xfdr [p.u.] | Load Transformer Reactance [%] | Fault Contribution: X'' to R ratio [ ] | Fault Contribution: X'' to R ratio [ ] | Zone Scaling Factor: [ ]
ND0015 | Network Model.IntPrjfolder\Network Data.IntPrjfolder\Main Grid.ElmNet\ND0015.ElmLod | 0 | Network Model.IntPrjfolder\Network Data.IntPrjfolder\Main Grid.ElmNet | Network Model.IntPrjfolder\Network Data.IntPrjfolder\Main Grid.ElmNet\Bus191.ElmTerm\Cub_2.StaCubic | DEF | 0.02827 | 0.0175 | 0.033248 | 0.85027 | 0 | 0.04799 | 1 | 1 | 0 | 3PH-'D' | 0 | 0 | 1746340667 | 0 | constq | 0 | 0 | 0 | 100 | ND0015 | ["Phase 1, phase 2, phase 3 will be estimated."] | 0 | 0 | 0 | 0 | 0 | 1 | 0 | 0 | 1970-01-01T00:00:00Z | 0 | 0.85027 | 1 | 0.85027 | 1 | 0.85027 | 1 | 0.85027 | Network Model.IntPrjfolder\Network Data.IntPrjfolder\Areas.IntArea\KOTA.ElmArea | Network Model.IntPrjfolder\Network Data.IntPrjfolder\Main Grid.ElmNet | Network Model.IntPrjfolder\Network Data.IntPrjfolder\Main Grid.ElmNet | 0 | 0 | 0 | 0 | 0 | 0 | 0 | 0 | 0 | 0 | 0 | 100 | 0 | MAN | 0 | 0 | 0 | 0 | 0 | 0 | 0 | 0.2 | 0.195 | 0.195 | 0.195 | 0.095 | 0.24 | 1 | 1746578589 | 0 | 0 | 0 | 0 | 0 | 1 | 0 | 0 | 0 | 0 | 0 | 0 | 0 | 0 | 0 | 0 | 0 | 0 | 0.04799 | 0 | 0.04799 | 0 | 0.04799 | 0 | 0.04799 | 0 | 0.04799 | 0 | 0.04799 | 0 | 0 | 0 | 0 | 0 | 1 | 4905347 | 0 | 0 | 0 | 0 | 0 | 0 | 0 | 0 | 0 | 4905050 | 0.02827 | 0 | 0.02827 | 0 | 0.02827 | 0 | 0.02827 | 0 | 0 | 0.0175 | 0 | 0.0175 | 0 | 0.0175 | 0 | 0.0175 | 0.01 | 99999 | 99999 | 0 | 0.04 | 0.1 | 0.1 | 1 | 0 | 1000 | 100 | 0 | 0 | 0 | 0 | 0 | 0 | 0 | 0.033248 | 0 | 0.033248 | 0 | 0.033248 | 0 | 0.033248 | 100 | 4294967294 | 0 | 1 | 1.05 | 0.95 | 0.1 | 99999 | 99999 | 99999 | 0.04 | 10 | 10 | 10 | 1
ND0014 | Network Model.IntPrjfolder\Network Data.IntPrjfolder\Main Grid.ElmNet\ND0014.ElmLod | 0 | Network Model.IntPrjfolder\Network Data.IntPrjfolder\Main Grid.ElmNet | Network Model.IntPrjfolder\Network Data.IntPrjfolder\Main Grid.ElmNet\Bus187.ElmTerm\Cub_2.StaCubic | DEF | 0.04374 | 0.02711 | 0.05146 | 0.84998 | 0 | 0.074276 | 1 | 1 | 0 | 3PH-'D' | 0 | 0 | 1746340667 | 0 | constq | 0 | 0 | 0 | 100 | ND0014 | ["Phase 1, phase 2, phase 3 will be estimated."] | 0 | 0 | 0 | 0 | 0 | 1 | 0 | 0 | 1970-01-01T00:00:00Z | 0 | 0.84998 | 1 | 0.84998 | 1 | 0.84998 | 1 | 0.84998 | Network Model.IntPrjfolder\Network Data.IntPrjfolder\Areas.IntArea\KOTA.ElmArea | Network Model.IntPrjfolder\Network Data.IntPrjfolder\Main Grid.ElmNet | Network Model.IntPrjfolder\Network Data.IntPrjfolder\Main Grid.ElmNet | 0 | 0 | 0 | 0 | 0 | 0 | 0 | 0 | 0 | 0 | 0 | 100 | 0 | MAN | 0 | 0 | 0 | 0 | 0 | 0 | 0 | 0.2 | 0.195 | 0.195 | 0.195 | 0.095 | 0.24 | 1 | 1746513893 | 0 | 0 | 0 | 0 | 0 | 1 | 0 | 0 | 0 | 0 | 0 | 0 | 0 | 0 | 0 | 0 | 0 | 0 | 0.074276 | 0 | 0.074276 | 0 | 0.074276 | 0 | 0.074276 | 0 | 0.074276 | 0 | 0.074276 | 0 | 0 | 0 | 0 | 0 | 1 | 4905351 | 0 | 0 | 0 | 0 | 0 | 0 | 0 | 0 | 0 | 4905050 | 0.04374 | 0 | 0.04374 | 0 | 0.04374 | 0 | 0.04374 | 0 | 0 | 0.02711 | 0 | 0.02711 | 0 | 0.02711 | 0 | 0.02711 | 0.01 | 99999 | 99999 | 0 | 0.04 | 0.1 | 0.1 | 1 | 0 | 1000 | 100 | 0 | 0 | 0 | 0 | 0 | 0 | 0 | 0.05146 | 0 | 0.05146 | 0 | 0.05146 | 0 | 0.05146 | 100 | 4294967294 | 0 | 1 | 1.05 | 0.95 | 0.1 | 99999 | 99999 | 99999 | 0.04 | 10 | 10 | 10 | 1
ND0016 | Network Model.IntPrjfolder\Network Data.IntPrjfolder\Main Grid.ElmNet\ND0016.ElmLod | 0 | Network Model.IntPrjfolder\Network Data.IntPrjfolder\Main Grid.ElmNet | Network Model.IntPrjfolder\Network Data.IntPrjfolder\Main Grid.ElmNet\Bus29.ElmTerm\Cub_2.StaCubic | DEF | 0.06705 | 0.04158 | 0.078896 | 0.84985 | 0 | 0.11388 | 1 | 1 | 0 | 3PH-'D' | 0 | 0 | 1746340845 | 0 | constq | 0 | 0 | 0 | 100 | ND0016 | ["Phase 1, phase 2, phase 3 will be estimated."] | 0 | 0 | 0 | 0 | 0 | 1 | 0 | 0 | 1970-01-01T00:00:00Z | 0 | 0.84985 | 1 | 0.84985 | 1 | 0.84985 | 1 | 0.84985 | Network Model.IntPrjfolder\Network Data.IntPrjfolder\Areas.IntArea\KOTA.ElmArea | Network Model.IntPrjfolder\Network Data.IntPrjfolder\Main Grid.ElmNet | Network Model.IntPrjfolder\Network Data.IntPrjfolder\Main Grid.ElmNet | 0 | 0 | 0 | 0 | 0 | 0 | 0 | 0 | 0 | 0 | 0 | 100 | 0 | MAN | 0 | 0 | 0 | 0 | 0 | 0 | 0 | 0.2 | 0.195 | 0.195 | 0.195 | 0.095 | 0.24 | 1 | 1746578589 | 0 | 0 | 0 | 0 | 0 | 1 | 0 | 0 | 0 | 0 | 0 | 0 | 0 | 0 | 0 | 0 | 0 | 0 | 0.11388 | 0 | 0.11388 | 0 | 0.11388 | 0 | 0.11388 | 0 | 0.11388 | 0 | 0.11388 | 0 | 0 | 0 | 0 | 0 | 1 | 4905378 | 0 | 0 | 0 | 0 | 0 | 0 | 0 | 0 | 0 | 4905050 | 0.06705 | 0 | 0.06705 | 0 | 0.06705 | 0 | 0.06705 | 0 | 0 | 0.04158 | 0 | 0.04158 | 0 | 0.04158 | 0 | 0.04158 | 0.01 | 99999 | 99999 | 0 | 0.04 | 0.1 | 0.1 | 1 | 0 | 1000 | 100 | 0 | 0 | 0 | 0 | 0 | 0 | 0 | 0.078896 | 0 | 0.078896 | 0 | 0.078896 | 0 | 0.078896 | 100 | 4294967294 | 0 | 1 | 1.05 | 0.95 | 0.1 | 99999 | 99999 | 99999 | 0.04 | 10 | 10 | 10 | 1
ND0083 | Network Model.IntPrjfolder\Network Data.IntPrjfolder\Main Grid.ElmNet\ND0083.ElmLod | 0 | Network Model.IntPrjfolder\Network Data.IntPrjfolder\Main Grid.ElmNet | Network Model.IntPrjfolder\Network Data.IntPrjfolder\Main Grid.ElmNet\Bus30.ElmTerm\Cub_2.StaCubic | DEF | 0.06435 | 0.03989 | 0.075711 | 0.84994 | 0 | 0.10928 | 1 | 1 | 0 | 3PH-'D' | 0 | 0 | 1746340944 | 0 | constq | 0 | 0 | 0 | 100 | ND0083 | ["Phase 1, phase 2, phase 3 will be estimated."] | 0 | 0 | 0 | 0 | 0 | 1 | 0 | 0 | 1970-01-01T00:00:00Z | 0 | 0.84994 | 1 | 0.84994 | 1 | 0.84994 | 1 | 0.84994 | Network Model.IntPrjfolder\Network Data.IntPrjfolder\Areas.IntArea\KOTA.ElmArea | Network Model.IntPrjfolder\Network Data.IntPrjfolder\Main Grid.ElmNet | Network Model.IntPrjfolder\Network Data.IntPrjfolder\Main Grid.ElmNet | 0 | 0 | 0 | 0 | 0 | 0 | 0 | 0 | 0 | 0 | 0 | 100 | 0 | MAN | 0 | 0 | 0 | 0 | 0 | 0 | 0 | 0.2 | 0.195 | 0.195 | 0.195 | 0.095 | 0.24 | 1 | 1746513893 | 0 | 0 | 0 | 0 | 0 | 1 | 0 | 0 | 0 | 0 | 0 | 0 | 0 | 0 | 0 | 0 | 0 | 0 | 0.10928 | 0 | 0.10928 | 0 | 0.10928 | 0 | 0.10928 | 0 | 0.10928 | 0 | 0.10928 | 0 | 0 | 0 | 0 | 0 | 1 | 4905402 | 0 | 0 | 0 | 0 | 0 | 0 | 0 | 0 | 0 | 4905050 | 0.06435 | 0 | 0.06435 | 0 | 0.06435 | 0 | 0.06435 | 0 | 0 | 0.03989 | 0 | 0.03989 | 0 | 0.03989 | 0 | 0.03989 | 0.01 | 99999 | 99999 | 0 | 0.04 | 0.1 | 0.1 | 1 | 0 | 1000 | 100 | 0 | 0 | 0 | 0 | 0 | 0 | 0 | 0.075711 | 0 | 0.075711 | 0 | 0.075711 | 0 | 0.075711 | 100 | 4294967294 | 0 | 1 | 1.05 | 0.95 | 0.1 | 99999 | 99999 | 99999 | 0.04 | 10 | 10 | 10 | 1
ND0017 | Network Model.IntPrjfolder\Network Data.IntPrjfolder\Main Grid.ElmNet\ND0017.ElmLod | 0 | Network Model.IntPrjfolder\Network Data.IntPrjfolder\Main Grid.ElmNet | Network Model.IntPrjfolder\Network Data.IntPrjfolder\Main Grid.ElmNet\Bus195.ElmTerm\Cub_2.StaCubic | DEF | 0.05277 | 0.03268 | 0.06207 | 0.85017 | 0 | 0.08959 | 1 | 1 | 0 | 3PH-'D' | 0 | 0 | 1746341129 | 0 | constq | 0 | 0 | 0 | 100 | ND0017 | ["Phase 1, phase 2, phase 3 will be estimated."] | 0 | 0 | 0 | 0 | 0 | 1 | 0 | 0 | 1970-01-01T00:00:00Z | 0 | 0.85017 | 1 | 0.85017 | 1 | 0.85017 | 1 | 0.85017 | Network Model.IntPrjfolder\Network Data.IntPrjfolder\Areas.IntArea\KOTA.ElmArea | Network Model.IntPrjfolder\Network Data.IntPrjfolder\Main Grid.ElmNet | Network Model.IntPrjfolder\Network Data.IntPrjfolder\Main Grid.ElmNet | 0 | 0 | 0 | 0 | 0 | 0 | 0 | 0 | 0 | 0 | 0 | 100 | 0 | MAN | 0 | 0 | 0 | 0 | 0 | 0 | 0 | 0.2 | 0.195 | 0.195 | 0.195 | 0.095 | 0.24 | 1 | 1746578589 | 0 | 0 | 0 | 0 | 0 | 1 | 0 | 0 | 0 | 0 | 0 | 0 | 0 | 0 | 0 | 0 | 0 | 0 | 0.08959 | 0 | 0.08959 | 0 | 0.08959 | 0 | 0.08959 | 0 | 0.08959 | 0 | 0.08959 | 0 | 0 | 0 | 0 | 0 | 1 | 4905443 | 0 | 0 | 0 | 0 | 0 | 0 | 0 | 0 | 0 | 4905050 | 0.05277 | 0 | 0.05277 | 0 | 0.05277 | 0 | 0.05277 | 0 | 0 | 0.03268 | 0 | 0.03268 | 0 | 0.03268 | 0 | 0.03268 | 0.01 | 99999 | 99999 | 0 | 0.04 | 0.1 | 0.1 | 1 | 0 | 1000 | 100 | 0 | 0 | 0 | 0 | 0 | 0 | 0 | 0.06207 | 0 | 0.06207 | 0 | 0.06207 | 0 | 0.06207 | 100 | 4294967294 | 0 | 1 | 1.05 | 0.95 | 0.1 | 99999 | 99999 | 99999 | 0.04 | 10 | 10 | 10 | 1
ND0018 | Network Model.IntPrjfolder\Network Data.IntPrjfolder\Main Grid.ElmNet\ND0018.ElmLod | 0 | Network Model.IntPrjfolder\Network Data.IntPrjfolder\Main Grid.ElmNet | Network Model.IntPrjfolder\Network Data.IntPrjfolder\Main Grid.ElmNet\Bus40.ElmTerm\Cub_2.StaCubic | DEF | 0.05461 | 0.03385 | 0.06425 | 0.84996 | 0 | 0.092737 | 1 | 1 | 0 | 3PH-'D' | 0 | 0 | 1746341259 | 0 | constq | 0 | 0 | 0 | 100 | ND0018 | ["Phase 1, phase 2, phase 3 will be estimated."] | 0 | 0 | 0 | 0 | 0 | 1 | 0 | 0 | 1970-01-01T00:00:00Z | 0 | 0.84996 | 1 | 0.84996 | 1 | 0.84996 | 1 | 0.84996 | Network Model.IntPrjfolder\Network Data.IntPrjfolder\Areas.IntArea\KOTA.ElmArea | Network Model.IntPrjfolder\Network Data.IntPrjfolder\Main Grid.ElmNet | Network Model.IntPrjfolder\Network Data.IntPrjfolder\Main Grid.ElmNet | 0 | 0 | 0 | 0 | 0 | 0 | 0 | 0 | 0 | 0 | 0 | 100 | 0 | MAN | 0 | 0 | 0 | 0 | 0 | 0 | 0 | 0.2 | 0.195 | 0.195 | 0.195 | 0.095 | 0.24 | 1 | 1746513893 | 0 | 0 | 0 | 0 | 0 | 1 | 0 | 0 | 0 | 0 | 0 | 0 | 0 | 0 | 0 | 0 | 0 | 0 | 0.092737 | 0 | 0.092737 | 0 | 0.092737 | 0 | 0.092737 | 0 | 0.092737 | 0 | 0.092737 | 0 | 0 | 0 | 0 | 0 | 1 | 4905466 | 0 | 0 | 0 | 0 | 0 | 0 | 0 | 0 | 0 | 4905050 | 0.05461 | 0 | 0.05461 | 0 | 0.05461 | 0 | 0.05461 | 0 | 0 | 0.03385 | 0 | 0.03385 | 0 | 0.03385 | 0 | 0.03385 | 0.01 | 99999 | 99999 | 0 | 0.04 | 0.1 | 0.1 | 1 | 0 | 1000 | 100 | 0 | 0 | 0 | 0 | 0 | 0 | 0 | 0.06425 | 0 | 0.06425 | 0 | 0.06425 | 0 | 0.06425 | 100 | 4294967294 | 0 | 1 | 1.05 | 0.95 | 0.1 | 99999 | 99999 | 99999 | 0.04 | 10 | 10 | 10 | 1
ND0019 | Network Model.IntPrjfolder\Network Data.IntPrjfolder\Main Grid.ElmNet\ND0019.ElmLod | 0 | Network Model.IntPrjfolder\Network Data.IntPrjfolder\Main Grid.ElmNet | Network Model.IntPrjfolder\Network Data.IntPrjfolder\Main Grid.ElmNet\Bus197.ElmTerm\Cub_2.StaCubic | DEF | 0.16431 | 0.10185 | 0.19331 | 0.84995 | 0 | 0.27902 | 1 | 1 | 0 | 3PH-'D' | 0 | 0 | 1746341369 | 0 | constq | 0 | 0 | 0 | 100 | ND0019 | ["Phase 1, phase 2, phase 3 will be estimated."] | 0 | 0 | 0 | 0 | 0 | 1 | 0 | 0 | 1970-01-01T00:00:00Z | 0 | 0.84995 | 1 | 0.84995 | 1 | 0.84995 | 1 | 0.84995 | Network Model.IntPrjfolder\Network Data.IntPrjfolder\Areas.IntArea\KOTA.ElmArea | Network Model.IntPrjfolder\Network Data.IntPrjfolder\Main Grid.ElmNet | Network Model.IntPrjfolder\Network Data.IntPrjfolder\Main Grid.ElmNet | 0 | 0 | 0 | 0 | 0 | 0 | 0 | 0 | 0 | 0 | 0 | 100 | 0 | MAN | 0 | 0 | 0 | 0 | 0 | 0 | 0 | 0.2 | 0.195 | 0.195 | 0.195 | 0.095 | 0.24 | 1 | 1746578621 | 0 | 0 | 0 | 0 | 0 | 1 | 0 | 0 | 0 | 0 | 0 | 0 | 0 | 0 | 0 | 0 | 0 | 0 | 0.27902 | 0 | 0.27902 | 0 | 0.27902 | 0 | 0.27902 | 0 | 0.27902 | 0 | 0.27902 | 0 | 0 | 0 | 0 | 0 | 1 | 4905490 | 0 | 0 | 0 | 0 | 0 | 0 | 0 | 0 | 0 | 4905050 | 0.16431 | 0 | 0.16431 | 0 | 0.16431 | 0 | 0.16431 | 0 | 0 | 0.10185 | 0 | 0.10185 | 0 | 0.10185 | 0 | 0.10185 | 0.01 | 99999 | 99999 | 0 | 0.04 | 0.1 | 0.1 | 1 | 0 | 1000 | 100 | 0 | 0 | 0 | 0 | 0 | 0 | 0 | 0.19331 | 0 | 0.19331 | 0 | 0.19331 | 0 | 0.19331 | 100 | 4294967294 | 0 | 1 | 1.05 | 0.95 | 0.1 | 99999 | 99999 | 99999 | 0.04 | 10 | 10 | 10 | 1
ND0028 | Network Model.IntPrjfolder\Network Data.IntPrjfolder\Main Grid.ElmNet\ND0028.ElmLod | 0 | Network Model.IntPrjfolder\Network Data.IntPrjfolder\Main Grid.ElmNet | Network Model.IntPrjfolder\Network Data.IntPrjfolder\Main Grid.ElmNet\Bus45.ElmTerm\Cub_2.StaCubic | DEF | 0.10033 | 0.06218 | 0.11804 | 0.85 | 0 | 0.17037 | 1 | 1 | 0 | 3PH-'D' | 0 | 0 | 1746341866 | 0 | constq | 0 | 0 | 0 | 100 | ND0028 | ["Phase 1, phase 2, phase 3 will be estimated."] | 0 | 0 | 0 | 0 | 0 | 1 | 0 | 0 | 1970-01-01T00:00:00Z | 0 | 0.85 | 1 | 0.85 | 1 | 0.85 | 1 | 0.85 | Network Model.IntPrjfolder\Network Data.IntPrjfolder\Areas.IntArea\KOTA.ElmArea | Network Model.IntPrjfolder\Network Data.IntPrjfolder\Main Grid.ElmNet | Network Model.IntPrjfolder\Network Data.IntPrjfolder\Main Grid.ElmNet | 0 | 0 | 0 | 0 | 0 | 0 | 0 | 0 | 0 | 0 | 0 | 100 | 0 | MAN | 0 | 0 | 0 | 0 | 0 | 0 | 0 | 0.2 | 0.195 | 0.195 | 0.195 | 0.095 | 0.24 | 1 | 1746513893 | 0 | 0 | 0 | 0 | 0 | 1 | 0 | 0 | 0 | 0 | 0 | 0 | 0 | 0 | 0 | 0 | 0 | 0 | 0.17037 | 0 | 0.17037 | 0 | 0.17037 | 0 | 0.17037 | 0 | 0.17037 | 0 | 0.17037 | 0 | 0 | 0 | 0 | 0 | 1 | 4905589 | 0 | 0 | 0 | 0 | 0 | 0 | 0 | 0 | 0 | 4905050 | 0.10033 | 0 | 0.10033 | 0 | 0.10033 | 0 | 0.10033 | 0 | 0 | 0.06218 | 0 | 0.06218 | 0 | 0.06218 | 0 | 0.06218 | 0.01 | 99999 | 99999 | 0 | 0.04 | 0.1 | 0.1 | 1 | 0 | 1000 | 100 | 0 | 0 | 0 | 0 | 0 | 0 | 0 | 0.11804 | 0 | 0.11804 | 0 | 0.11804 | 0 | 0.11804 | 100 | 4294967294 | 0 | 1 | 1.05 | 0.95 | 0.1 | 99999 | 99999 | 99999 | 0.04 | 10 | 10 | 10 | 1
ND0079 | Network Model.IntPrjfolder\Network Data.IntPrjfolder\Main Grid.ElmNet\ND0079.ElmLod | 0 | Network Model.IntPrjfolder\Network Data.IntPrjfolder\Main Grid.ElmNet | Network Model.IntPrjfolder\Network Data.IntPrjfolder\Main Grid.ElmNet\Bus47.ElmTerm\Cub_2.StaCubic | DEF | 0.16496 | 0.10224 | 0.19408 | 0.84998 | 0 | 0.28013 | 1 | 1 | 0 | 3PH-'D' | 0 | 0 | 1746341867 | 0 | constq | 0 | 0 | 0 | 100 | ND0079 | ["Phase 1, phase 2, phase 3 will be estimated."] | 0 | 0 | 0 | 0 | 0 | 1 | 0 | 0 | 1970-01-01T00:00:00Z | 0 | 0.84998 | 1 | 0.84998 | 1 | 0.84998 | 1 | 0.84998 | Network Model.IntPrjfolder\Network Data.IntPrjfolder\Areas.IntArea\KOTA.ElmArea | Network Model.IntPrjfolder\Network Data.IntPrjfolder\Main Grid.ElmNet | Network Model.IntPrjfolder\Network Data.IntPrjfolder\Main Grid.ElmNet | 0 | 0 | 0 | 0 | 0 | 0 | 0 | 0 | 0 | 0 | 0 | 100 | 0 | MAN | 0 | 0 | 0 | 0 | 0 | 0 | 0 | 0.2 | 0.195 | 0.195 | 0.195 | 0.095 | 0.24 | 1 | 1746578644 | 0 | 0 | 0 | 0 | 0 | 1 | 0 | 0 | 0 | 0 | 0 | 0 | 0 | 0 | 0 | 0 | 0 | 0 | 0.28013 | 0 | 0.28013 | 0 | 0.28013 | 0 | 0.28013 | 0 | 0.28013 | 0 | 0.28013 | 0 | 0 | 0 | 0 | 0 | 1 | 4905593 | 0 | 0 | 0 | 0 | 0 | 0 | 0 | 0 | 0 | 4905050 | 0.16496 | 0 | 0.16496 | 0 | 0.16496 | 0 | 0.16496 | 0 | 0 | 0.10224 | 0 | 0.10224 | 0 | 0.10224 | 0 | 0.10224 | 0.01 | 99999 | 99999 | 0 | 0.04 | 0.1 | 0.1 | 1 | 0 | 1000 | 100 | 0 | 0 | 0 | 0 | 0 | 0 | 0 | 0.19408 | 0 | 0.19408 | 0 | 0.19408 | 0 | 0.19408 | 100 | 4294967294 | 0 | 1 | 1.05 | 0.95 | 0.1 | 99999 | 99999 | 99999 | 0.04 | 10 | 10 | 10 | 1
ND0029 | Network Model.IntPrjfolder\Network Data.IntPrjfolder\Main Grid.ElmNet\ND0029.ElmLod | 0 | Network Model.IntPrjfolder\Network Data.IntPrjfolder\Main Grid.ElmNet | Network Model.IntPrjfolder\Network Data.IntPrjfolder\Main Grid.ElmNet\Bus200.ElmTerm\Cub_2.StaCubic | DEF | 0.05563 | 0.03447 | 0.065444 | 0.85004 | 0 | 0.09446 | 1 | 1 | 0 | 3PH-'D' | 0 | 0 | 1746341867 | 0 | constq | 0 | 0 | 0 | 100 | ND0029 | ["Phase 1, phase 2, phase 3 will be estimated."] | 0 | 0 | 0 | 0 | 0 | 1 | 0 | 0 | 1970-01-01T00:00:00Z | 0 | 0.85004 | 1 | 0.85004 | 1 | 0.85004 | 1 | 0.85004 | Network Model.IntPrjfolder\Network Data.IntPrjfolder\Areas.IntArea\KOTA.ElmArea | Network Model.IntPrjfolder\Network Data.IntPrjfolder\Main Grid.ElmNet | Network Model.IntPrjfolder\Network Data.IntPrjfolder\Main Grid.ElmNet | 0 | 0 | 0 | 0 | 0 | 0 | 0 | 0 | 0 | 0 | 0 | 100 | 0 | MAN | 0 | 0 | 0 | 0 | 0 | 0 | 0 | 0.2 | 0.195 | 0.195 | 0.195 | 0.095 | 0.24 | 1 | 1746513893 | 0 | 0 | 0 | 0 | 0 | 1 | 0 | 0 | 0 | 0 | 0 | 0 | 0 | 0 | 0 | 0 | 0 | 0 | 0.09446 | 0 | 0.09446 | 0 | 0.09446 | 0 | 0.09446 | 0 | 0.09446 | 0 | 0.09446 | 0 | 0 | 0 | 0 | 0 | 1 | 4905597 | 0 | 0 | 0 | 0 | 0 | 0 | 0 | 0 | 0 | 4905050 | 0.05563 | 0 | 0.05563 | 0 | 0.05563 | 0 | 0.05563 | 0 | 0 | 0.03447 | 0 | 0.03447 | 0 | 0.03447 | 0 | 0.03447 | 0.01 | 99999 | 99999 | 0 | 0.04 | 0.1 | 0.1 | 1 | 0 | 1000 | 100 | 0 | 0 | 0 | 0 | 0 | 0 | 0 | 0.065444 | 0 | 0.065444 | 0 | 0.065444 | 0 | 0.065444 | 100 | 4294967294 | 0 | 1 | 1.05 | 0.95 | 0.1 | 99999 | 99999 | 99999 | 0.04 | 10 | 10 | 10 | 1
ND0030 | Network Model.IntPrjfolder\Network Data.IntPrjfolder\Main Grid.ElmNet\ND0030.ElmLod | 0 | Network Model.IntPrjfolder\Network Data.IntPrjfolder\Main Grid.ElmNet | Network Model.IntPrjfolder\Network Data.IntPrjfolder\Main Grid.ElmNet\Bus204.ElmTerm\Cub_2.StaCubic | DEF | 0.065595 | 0.040655 | 0.077172 | 0.84998 | 0 | 0.11139 | 1 | 1 | 0 | 3PH-'D' | 0 | 0 | 1746341868 | 0 | constq | 0 | 0 | 0 | 100 | ND0030 | ["Phase 1, phase 2, phase 3 will be estimated."] | 0 | 0 | 0 | 0 | 0 | 1 | 0 | 0 | 1970-01-01T00:00:00Z | 0 | 0.84998 | 1 | 0.84998 | 1 | 0.84998 | 1 | 0.84998 | Network Model.IntPrjfolder\Network Data.IntPrjfolder\Areas.IntArea\KOTA.ElmArea | Network Model.IntPrjfolder\Network Data.IntPrjfolder\Main Grid.ElmNet | Network Model.IntPrjfolder\Network Data.IntPrjfolder\Main Grid.ElmNet | 0 | 0 | 0 | 0 | 0 | 0 | 0 | 0 | 0 | 0 | 0 | 100 | 0 | MAN | 0 | 0 | 0 | 0 | 0 | 0 | 0 | 0.2 | 0.195 | 0.195 | 0.195 | 0.095 | 0.24 | 1 | 1746578633 | 0 | 0 | 0 | 0 | 0 | 1 | 0 | 0 | 0 | 0 | 0 | 0 | 0 | 0 | 0 | 0 | 0 | 0 | 0.11139 | 0 | 0.11139 | 0 | 0.11139 | 0 | 0.11139 | 0 | 0.11139 | 0 | 0.11139 | 0 | 0 | 0 | 0 | 0 | 1 | 4905601 | 0 | 0 | 0 | 0 | 0 | 0 | 0 | 0 | 0 | 4905050 | 0.065595 | 0 | 0.065595 | 0 | 0.065595 | 0 | 0.065595 | 0 | 0 | 0.040655 | 0 | 0.040655 | 0 | 0.040655 | 0 | 0.040655 | 0.01 | 99999 | 99999 | 0 | 0.04 | 0.1 | 0.1 | 1 | 0 | 1000 | 100 | 0 | 0 | 0 | 0 | 0 | 0 | 0 | 0.077172 | 0 | 0.077172 | 0 | 0.077172 | 0 | 0.077172 | 100 | 4294967294 | 0 | 1 | 1.05 | 0.95 | 0.1 | 99999 | 99999 | 99999 | 0.04 | 10 | 10 | 10 | 1
ND0020 | Network Model.IntPrjfolder\Network Data.IntPrjfolder\Main Grid.ElmNet\ND0020.ElmLod | 0 | Network Model.IntPrjfolder\Network Data.IntPrjfolder\Main Grid.ElmNet | Network Model.IntPrjfolder\Network Data.IntPrjfolder\Main Grid.ElmNet\Bus62.ElmTerm\Cub_2.StaCubic | DEF | 0.16422 | 0.10176 | 0.19319 | 0.85003 | 0 | 0.27885 | 1 | 1 | 0 | 3PH-'D' | 0 | 0 | 1746342049 | 0 | constq | 0 | 0 | 0 | 100 | ND0020 | ["Phase 1, phase 2, phase 3 will be estimated."] | 0 | 0 | 0 | 0 | 0 | 1 | 0 | 0 | 1970-01-01T00:00:00Z | 0 | 0.85003 | 1 | 0.85003 | 1 | 0.85003 | 1 | 0.85003 | Network Model.IntPrjfolder\Network Data.IntPrjfolder\Areas.IntArea\KOTA.ElmArea | Network Model.IntPrjfolder\Network Data.IntPrjfolder\Main Grid.ElmNet | Network Model.IntPrjfolder\Network Data.IntPrjfolder\Main Grid.ElmNet | 0 | 0 | 0 | 0 | 0 | 0 | 0 | 0 | 0 | 0 | 0 | 100 | 0 | MAN | 0 | 0 | 0 | 0 | 0 | 0 | 0 | 0.2 | 0.195 | 0.195 | 0.195 | 0.095 | 0.24 | 1 | 1746578621 | 0 | 0 | 0 | 0 | 0 | 1 | 0 | 0 | 0 | 0 | 0 | 0 | 0 | 0 | 0 | 0 | 0 | 0 | 0.27885 | 0 | 0.27885 | 0 | 0.27885 | 0 | 0.27885 | 0 | 0.27885 | 0 | 0.27885 | 0 | 0 | 0 | 0 | 0 | 1 | 4905629 | 0 | 0 | 0 | 0 | 0 | 0 | 0 | 0 | 0 | 4905050 | 0.16422 | 0 | 0.16422 | 0 | 0.16422 | 0 | 0.16422 | 0 | 0 | 0.10176 | 0 | 0.10176 | 0 | 0.10176 | 0 | 0.10176 | 0.01 | 99999 | 99999 | 0 | 0.04 | 0.1 | 0.1 | 1 | 0 | 1000 | 100 | 0 | 0 | 0 | 0 | 0 | 0 | 0 | 0.19319 | 0 | 0.19319 | 0 | 0.19319 | 0 | 0.19319 | 100 | 4294967294 | 0 | 1 | 1.05 | 0.95 | 0.1 | 99999 | 99999 | 99999 | 0.04 | 10 | 10 | 10 | 1
ND0021 | Network Model.IntPrjfolder\Network Data.IntPrjfolder\Main Grid.ElmNet\ND0021.ElmLod | 0 | Network Model.IntPrjfolder\Network Data.IntPrjfolder\Main Grid.ElmNet | Network Model.IntPrjfolder\Network Data.IntPrjfolder\Main Grid.ElmNet\Bus66.ElmTerm\Cub_2.StaCubic | DEF | 0.04846 | 0.03003 | 0.05701 | 0.85002 | 0 | 0.082287 | 1 | 1 | 0 | 3PH-'D' | 0 | 0 | 1746342241 | 0 | constq | 0 | 0 | 0 | 100 | ND0021 | ["Phase 1, phase 2, phase 3 will be estimated."] | 0 | 0 | 0 | 0 | 0 | 1 | 0 | 0 | 1970-01-01T00:00:00Z | 0 | 0.85002 | 1 | 0.85002 | 1 | 0.85002 | 1 | 0.85002 | Network Model.IntPrjfolder\Network Data.IntPrjfolder\Areas.IntArea\KOTA.ElmArea | Network Model.IntPrjfolder\Network Data.IntPrjfolder\Main Grid.ElmNet | Network Model.IntPrjfolder\Network Data.IntPrjfolder\Main Grid.ElmNet | 0 | 0 | 0 | 0 | 0 | 0 | 0 | 0 | 0 | 0 | 0 | 100 | 0 | MAN | 0 | 0 | 0 | 0 | 0 | 0 | 0 | 0.2 | 0.195 | 0.195 | 0.195 | 0.095 | 0.24 | 1 | 1746513893 | 0 | 0 | 0 | 0 | 0 | 1 | 0 | 0 | 0 | 0 | 0 | 0 | 0 | 0 | 0 | 0 | 0 | 0 | 0.082287 | 0 | 0.082287 | 0 | 0.082287 | 0 | 0.082287 | 0 | 0.082287 | 0 | 0.082287 | 0 | 0 | 0 | 0 | 0 | 1 | 4905672 | 0 | 0 | 0 | 0 | 0 | 0 | 0 | 0 | 0 | 4905050 | 0.04846 | 0 | 0.04846 | 0 | 0.04846 | 0 | 0.04846 | 0 | 0 | 0.03003 | 0 | 0.03003 | 0 | 0.03003 | 0 | 0.03003 | 0.01 | 99999 | 99999 | 0 | 0.04 | 0.1 | 0.1 | 1 | 0 | 1000 | 100 | 0 | 0 | 0 | 0 | 0 | 0 | 0 | 0.05701 | 0 | 0.05701 | 0 | 0.05701 | 0 | 0.05701 | 100 | 4294967294 | 0 | 1 | 1.05 | 0.95 | 0.1 | 99999 | 99999 | 99999 | 0.04 | 10 | 10 | 10 | 1
ND0022 | Network Model.IntPrjfolder\Network Data.IntPrjfolder\Main Grid.ElmNet\ND0022.ElmLod | 0 | Network Model.IntPrjfolder\Network Data.IntPrjfolder\Main Grid.ElmNet | Network Model.IntPrjfolder\Network Data.IntPrjfolder\Main Grid.ElmNet\Bus70.ElmTerm\Cub_2.StaCubic | DEF | 0.06339 | 0.03928 | 0.074574 | 0.85003 | 0 | 0.10764 | 1 | 1 | 0 | 3PH-'D' | 0 | 0 | 1746342335 | 0 | constq | 0 | 0 | 0 | 100 | ND0022 | ["Phase 1, phase 2, phase 3 will be estimated."] | 0 | 0 | 0 | 0 | 0 | 1 | 0 | 0 | 1970-01-01T00:00:00Z | 0 | 0.85003 | 1 | 0.85003 | 1 | 0.85003 | 1 | 0.85003 | Network Model.IntPrjfolder\Network Data.IntPrjfolder\Areas.IntArea\KOTA.ElmArea | Network Model.IntPrjfolder\Network Data.IntPrjfolder\Main Grid.ElmNet | Network Model.IntPrjfolder\Network Data.IntPrjfolder\Main Grid.ElmNet | 0 | 0 | 0 | 0 | 0 | 0 | 0 | 0 | 0 | 0 | 0 | 100 | 0 | MAN | 0 | 0 | 0 | 0 | 0 | 0 | 0 | 0.2 | 0.195 | 0.195 | 0.195 | 0.095 | 0.24 | 1 | 1746513893 | 0 | 0 | 0 | 0 | 0 | 1 | 0 | 0 | 0 | 0 | 0 | 0 | 0 | 0 | 0 | 0 | 0 | 0 | 0.10764 | 0 | 0.10764 | 0 | 0.10764 | 0 | 0.10764 | 0 | 0.10764 | 0 | 0.10764 | 0 | 0 | 0 | 0 | 0 | 1 | 4905697 | 0 | 0 | 0 | 0 | 0 | 0 | 0 | 0 | 0 | 4905050 | 0.06339 | 0 | 0.06339 | 0 | 0.06339 | 0 | 0.06339 | 0 | 0 | 0.03928 | 0 | 0.03928 | 0 | 0.03928 | 0 | 0.03928 | 0.01 | 99999 | 99999 | 0 | 0.04 | 0.1 | 0.1 | 1 | 0 | 1000 | 100 | 0 | 0 | 0 | 0 | 0 | 0 | 0 | 0.074574 | 0 | 0.074574 | 0 | 0.074574 | 0 | 0.074574 | 100 | 4294967294 | 0 | 1 | 1.05 | 0.95 | 0.1 | 99999 | 99999 | 99999 | 0.04 | 10 | 10 | 10 | 1
ND0023 | Network Model.IntPrjfolder\Network Data.IntPrjfolder\Main Grid.ElmNet\ND0023.ElmLod | 0 | Network Model.IntPrjfolder\Network Data.IntPrjfolder\Main Grid.ElmNet | Network Model.IntPrjfolder\Network Data.IntPrjfolder\Main Grid.ElmNet\Bus208.ElmTerm\Cub_2.StaCubic | DEF | 0.0514 | 0.03185 | 0.060468 | 0.85004 | 0 | 0.087278 | 1 | 1 | 0 | 3PH-'D' | 0 | 0 | 1746342431 | 0 | constq | 0 | 0 | 0 | 100 | ND0023 | ["Phase 1, phase 2, phase 3 will be estimated."] | 0 | 0 | 0 | 0 | 0 | 1 | 0 | 0 | 1970-01-01T00:00:00Z | 0 | 0.85004 | 1 | 0.85004 | 1 | 0.85004 | 1 | 0.85004 | Network Model.IntPrjfolder\Network Data.IntPrjfolder\Areas.IntArea\KOTA.ElmArea | Network Model.IntPrjfolder\Network Data.IntPrjfolder\Main Grid.ElmNet | Network Model.IntPrjfolder\Network Data.IntPrjfolder\Main Grid.ElmNet | 0 | 0 | 0 | 0 | 0 | 0 | 0 | 0 | 0 | 0 | 0 | 100 | 0 | MAN | 0 | 0 | 0 | 0 | 0 | 0 | 0 | 0.2 | 0.195 | 0.195 | 0.195 | 0.095 | 0.24 | 1 | 1746513893 | 0 | 0 | 0 | 0 | 0 | 1 | 0 | 0 | 0 | 0 | 0 | 0 | 0 | 0 | 0 | 0 | 0 | 0 | 0.087278 | 0 | 0.087278 | 0 | 0.087278 | 0 | 0.087278 | 0 | 0.087278 | 0 | 0.087278 | 0 | 0 | 0 | 0 | 0 | 1 | 4905722 | 0 | 0 | 0 | 0 | 0 | 0 | 0 | 0 | 0 | 4905050 | 0.0514 | 0 | 0.0514 | 0 | 0.0514 | 0 | 0.0514 | 0 | 0 | 0.03185 | 0 | 0.03185 | 0 | 0.03185 | 0 | 0.03185 | 0.01 | 99999 | 99999 | 0 | 0.04 | 0.1 | 0.1 | 1 | 0 | 1000 | 100 | 0 | 0 | 0 | 0 | 0 | 0 | 0 | 0.060468 | 0 | 0.060468 | 0 | 0.060468 | 0 | 0.060468 | 100 | 4294967294 | 0 | 1 | 1.05 | 0.95 | 0.1 | 99999 | 99999 | 99999 | 0.04 | 10 | 10 | 10 | 1
ND0091 | Network Model.IntPrjfolder\Network Data.IntPrjfolder\Main Grid.ElmNet\ND0091.ElmLod | 0 | Network Model.IntPrjfolder\Network Data.IntPrjfolder\Main Grid.ElmNet | Network Model.IntPrjfolder\Network Data.IntPrjfolder\Main Grid.ElmNet\Bus212.ElmTerm\Cub_2.StaCubic | DEF | 0.06639 | 0.04117 | 0.078119 | 0.84986 | 0 | 0.11276 | 1 | 1 | 0 | 3PH-'D' | 0 | 0 | 1746342566 | 0 | constq | 0 | 0 | 0 | 100 | ND0091 | ["Phase 1, phase 2, phase 3 will be estimated."] | 0 | 0 | 0 | 0 | 0 | 1 | 0 | 0 | 1970-01-01T00:00:00Z | 0 | 0.84986 | 1 | 0.84986 | 1 | 0.84986 | 1 | 0.84986 | Network Model.IntPrjfolder\Network Data.IntPrjfolder\Areas.IntArea\KOTA.ElmArea | Network Model.IntPrjfolder\Network Data.IntPrjfolder\Main Grid.ElmNet | Network Model.IntPrjfolder\Network Data.IntPrjfolder\Main Grid.ElmNet | 0 | 0 | 0 | 0 | 0 | 0 | 0 | 0 | 0 | 0 | 0 | 100 | 0 | MAN | 0 | 0 | 0 | 0 | 0 | 0 | 0 | 0.2 | 0.195 | 0.195 | 0.195 | 0.095 | 0.24 | 1 | 1746578653 | 0 | 0 | 0 | 0 | 0 | 1 | 0 | 0 | 0 | 0 | 0 | 0 | 0 | 0 | 0 | 0 | 0 | 0 | 0.11276 | 0 | 0.11276 | 0 | 0.11276 | 0 | 0.11276 | 0 | 0.11276 | 0 | 0.11276 | 0 | 0 | 0 | 0 | 0 | 1 | 4905756 | 0 | 0 | 0 | 0 | 0 | 0 | 0 | 0 | 0 | 4905050 | 0.06639 | 0 | 0.06639 | 0 | 0.06639 | 0 | 0.06639 | 0 | 0 | 0.04117 | 0 | 0.04117 | 0 | 0.04117 | 0 | 0.04117 | 0.01 | 99999 | 99999 | 0 | 0.04 | 0.1 | 0.1 | 1 | 0 | 1000 | 100 | 0 | 0 | 0 | 0 | 0 | 0 | 0 | 0.078119 | 0 | 0.078119 | 0 | 0.078119 | 0 | 0.078119 | 100 | 4294967294 | 0 | 1 | 1.05 | 0.95 | 0.1 | 99999 | 99999 | 99999 | 0.04 | 10 | 10 | 10 | 1
ND0024 | Network Model.IntPrjfolder\Network Data.IntPrjfolder\Main Grid.ElmNet\ND0024.ElmLod | 0 | Network Model.IntPrjfolder\Network Data.IntPrjfolder\Main Grid.ElmNet | Network Model.IntPrjfolder\Network Data.IntPrjfolder\Main Grid.ElmNet\Bus215.ElmTerm\Cub_2.StaCubic | DEF | 0.00992 | 0.00617 | 0.011682 | 0.84915 | 0 | 0.016862 | 1 | 1 | 0 | 3PH-'D' | 0 | 0 | 1746342710 | 0 | constq | 0 | 0 | 0 | 100 | ND0024 | ["Phase 1, phase 2, phase 3 will be estimated."] | 0 | 0 | 0 | 0 | 0 | 1 | 0 | 0 | 1970-01-01T00:00:00Z | 0 | 0.84915 | 1 | 0.84915 | 1 | 0.84915 | 1 | 0.84915 | Network Model.IntPrjfolder\Network Data.IntPrjfolder\Areas.IntArea\KOTA.ElmArea | Network Model.IntPrjfolder\Network Data.IntPrjfolder\Main Grid.ElmNet | Network Model.IntPrjfolder\Network Data.IntPrjfolder\Main Grid.ElmNet | 0 | 0 | 0 | 0 | 0 | 0 | 0 | 0 | 0 | 0 | 0 | 100 | 0 | MAN | 0 | 0 | 0 | 0 | 0 | 0 | 0 | 0.2 | 0.195 | 0.195 | 0.195 | 0.095 | 0.24 | 1 | 1746513893 | 0 | 0 | 0 | 0 | 0 | 1 | 0 | 0 | 0 | 0 | 0 | 0 | 0 | 0 | 0 | 0 | 0 | 0 | 0.016862 | 0 | 0.016862 | 0 | 0.016862 | 0 | 0.016862 | 0 | 0.016862 | 0 | 0.016862 | 0 | 0 | 0 | 0 | 0 | 1 | 4905782 | 0 | 0 | 0 | 0 | 0 | 0 | 0 | 0 | 0 | 4905050 | 0.00992 | 0 | 0.00992 | 0 | 0.00992 | 0 | 0.00992 | 0 | 0 | 0.00617 | 0 | 0.00617 | 0 | 0.00617 | 0 | 0.00617 | 0.01 | 99999 | 99999 | 0 | 0.04 | 0.1 | 0.1 | 1 | 0 | 1000 | 100 | 0 | 0 | 0 | 0 | 0 | 0 | 0 | 0.011682 | 0 | 0.011682 | 0 | 0.011682 | 0 | 0.011682 | 100 | 4294967294 | 0 | 1 | 1.05 | 0.95 | 0.1 | 99999 | 99999 | 99999 | 0.04 | 10 | 10 | 10 | 1
ND0025 | Network Model.IntPrjfolder\Network Data.IntPrjfolder\Main Grid.ElmNet\ND0025.ElmLod | 0 | Network Model.IntPrjfolder\Network Data.IntPrjfolder\Main Grid.ElmNet | Network Model.IntPrjfolder\Network Data.IntPrjfolder\Main Grid.ElmNet\Terminal(9).ElmTerm\Cub_2.StaCubic | DEF | 0.02388 | 0.0148 | 0.028094 | 0.84999 | 0 | 0.040551 | 1 | 1 | 0 | 3PH-'D' | 0 | 0 | 1746342794 | 0 | constq | 0 | 0 | 0 | 100 | ND0025 | ["Phase 1, phase 2, phase 3 will be estimated."] | 0 | 0 | 0 | 0 | 0 | 1 | 0 | 0 | 1970-01-01T00:00:00Z | 0 | 0.84999 | 1 | 0.84999 | 1 | 0.84999 | 1 | 0.84999 | Network Model.IntPrjfolder\Network Data.IntPrjfolder\Areas.IntArea\KOTA.ElmArea | Network Model.IntPrjfolder\Network Data.IntPrjfolder\Main Grid.ElmNet | Network Model.IntPrjfolder\Network Data.IntPrjfolder\Main Grid.ElmNet | 0 | 0 | 0 | 0 | 0 | 0 | 0 | 0 | 0 | 0 | 0 | 100 | 0 | MAN | 0 | 0 | 0 | 0 | 0 | 0 | 0 | 0.2 | 0.195 | 0.195 | 0.195 | 0.095 | 0.24 | 1 | 1746513893 | 0 | 0 | 0 | 0 | 0 | 1 | 0 | 0 | 0 | 0 | 0 | 0 | 0 | 0 | 0 | 0 | 0 | 0 | 0.040551 | 0 | 0.040551 | 0 | 0.040551 | 0 | 0.040551 | 0 | 0.040551 | 0 | 0.040551 | 0 | 0 | 0 | 0 | 0 | 1 | 4905807 | 0 | 0 | 0 | 0 | 0 | 0 | 0 | 0 | 0 | 4905050 | 0.02388 | 0 | 0.02388 | 0 | 0.02388 | 0 | 0.02388 | 0 | 0 | 0.0148 | 0 | 0.0148 | 0 | 0.0148 | 0 | 0.0148 | 0.01 | 99999 | 99999 | 0 | 0.04 | 0.1 | 0.1 | 1 | 0 | 1000 | 100 | 0 | 0 | 0 | 0 | 0 | 0 | 0 | 0.028094 | 0 | 0.028094 | 0 | 0.028094 | 0 | 0.028094 | 100 | 4294967294 | 0 | 1 | 1.05 | 0.95 | 0.1 | 99999 | 99999 | 99999 | 0.04 | 10 | 10 | 10 | 1
ND0027 | Network Model.IntPrjfolder\Network Data.IntPrjfolder\Main Grid.ElmNet\ND0027.ElmLod | 0 | Network Model.IntPrjfolder\Network Data.IntPrjfolder\Main Grid.ElmNet | Network Model.IntPrjfolder\Network Data.IntPrjfolder\Main Grid.ElmNet\Bus222.ElmTerm\Cub_2.StaCubic | DEF | 0.02235 | 0.01385 | 0.026293 | 0.85002 | 0 | 0.037951 | 1 | 1 | 0 | 3PH-'D' | 0 | 0 | 1746343028 | 0 | constq | 0 | 0 | 0 | 100 | ND0027 | ["Phase 1, phase 2, phase 3 will be estimated."] | 0 | 0 | 0 | 0 | 0 | 1 | 0 | 0 | 1970-01-01T00:00:00Z | 0 | 0.85002 | 1 | 0.85002 | 1 | 0.85002 | 1 | 0.85002 | Network Model.IntPrjfolder\Network Data.IntPrjfolder\Areas.IntArea\KOTA.ElmArea | Network Model.IntPrjfolder\Network Data.IntPrjfolder\Main Grid.ElmNet | Network Model.IntPrjfolder\Network Data.IntPrjfolder\Main Grid.ElmNet | 0 | 0 | 0 | 0 | 0 | 0 | 0 | 0 | 0 | 0 | 0 | 100 | 0 | MAN | 0 | 0 | 0 | 0 | 0 | 0 | 0 | 0.2 | 0.195 | 0.195 | 0.195 | 0.095 | 0.24 | 1 | 1746513893 | 0 | 0 | 0 | 0 | 0 | 1 | 0 | 0 | 0 | 0 | 0 | 0 | 0 | 0 | 0 | 0 | 0 | 0 | 0.037951 | 0 | 0.037951 | 0 | 0.037951 | 0 | 0.037951 | 0 | 0.037951 | 0 | 0.037951 | 0 | 0 | 0 | 0 | 0 | 1 | 4905858 | 0 | 0 | 0 | 0 | 0 | 0 | 0 | 0 | 0 | 4905050 | 0.02235 | 0 | 0.02235 | 0 | 0.02235 | 0 | 0.02235 | 0 | 0 | 0.01385 | 0 | 0.01385 | 0 | 0.01385 | 0 | 0.01385 | 0.01 | 99999 | 99999 | 0 | 0.04 | 0.1 | 0.1 | 1 | 0 | 1000 | 100 | 0 | 0 | 0 | 0 | 0 | 0 | 0 | 0.026293 | 0 | 0.026293 | 0 | 0.026293 | 0 | 0.026293 | 100 | 4294967294 | 0 | 1 | 1.05 | 0.95 | 0.1 | 99999 | 99999 | 99999 | 0.04 | 10 | 10 | 10 | 1
ND0026 | Network Model.IntPrjfolder\Network Data.IntPrjfolder\Main Grid.ElmNet\ND0026.ElmLod | 0 | Network Model.IntPrjfolder\Network Data.IntPrjfolder\Main Grid.ElmNet | Network Model.IntPrjfolder\Network Data.IntPrjfolder\Main Grid.ElmNet\Bus226.ElmTerm\Cub_2.StaCubic | DEF | 0.0198 | 0.01227 | 0.023294 | 0.85002 | 0 | 0.033621 | 1 | 1 | 0 | 3PH-'D' | 0 | 0 | 1746343029 | 0 | constq | 0 | 0 | 0 | 100 | ND0026 | ["Phase 1, phase 2, phase 3 will be estimated."] | 0 | 0 | 0 | 0 | 0 | 1 | 0 | 0 | 1970-01-01T00:00:00Z | 0 | 0.85002 | 1 | 0.85002 | 1 | 0.85002 | 1 | 0.85002 | Network Model.IntPrjfolder\Network Data.IntPrjfolder\Areas.IntArea\KOTA.ElmArea | Network Model.IntPrjfolder\Network Data.IntPrjfolder\Main Grid.ElmNet | Network Model.IntPrjfolder\Network Data.IntPrjfolder\Main Grid.ElmNet | 0 | 0 | 0 | 0 | 0 | 0 | 0 | 0 | 0 | 0 | 0 | 100 | 0 | MAN | 0 | 0 | 0 | 0 | 0 | 0 | 0 | 0.2 | 0.195 | 0.195 | 0.195 | 0.095 | 0.24 | 1 | 1746513893 | 0 | 0 | 0 | 0 | 0 | 1 | 0 | 0 | 0 | 0 | 0 | 0 | 0 | 0 | 0 | 0 | 0 | 0 | 0.033621 | 0 | 0.033621 | 0 | 0.033621 | 0 | 0.033621 | 0 | 0.033621 | 0 | 0.033621 | 0 | 0 | 0 | 0 | 0 | 1 | 4905863 | 0 | 0 | 0 | 0 | 0 | 0 | 0 | 0 | 0 | 4905050 | 0.0198 | 0 | 0.0198 | 0 | 0.0198 | 0 | 0.0198 | 0 | 0 | 0.01227 | 0 | 0.01227 | 0 | 0.01227 | 0 | 0.01227 | 0.01 | 99999 | 99999 | 0 | 0.04 | 0.1 | 0.1 | 1 | 0 | 1000 | 100 | 0 | 0 | 0 | 0 | 0 | 0 | 0 | 0.023294 | 0 | 0.023294 | 0 | 0.023294 | 0 | 0.023294 | 100 | 4294967294 | 0 | 1 | 1.05 | 0.95 | 0.1 | 99999 | 99999 | 99999 | 0.04 | 10 | 10 | 10 | 1
ND0031 | Network Model.IntPrjfolder\Network Data.IntPrjfolder\Main Grid.ElmNet\ND0031.ElmLod | 0 | Network Model.IntPrjfolder\Network Data.IntPrjfolder\Main Grid.ElmNet | Network Model.IntPrjfolder\Network Data.IntPrjfolder\Main Grid.ElmNet\Bus13.ElmTerm\Cub_2.StaCubic | DEF | 0.02804 | 0.01737 | 0.032984 | 0.8501 | 0 | 0.047609 | 1 | 1 | 0 | 3PH-'D' | 0 | 0 | 1746343654 | 0 | constq | 0 | 0 | 0 | 100 | ND0031 | ["Phase 1, phase 2, phase 3 will be estimated."] | 0 | 0 | 0 | 0 | 0 | 1 | 0 | 0 | 1970-01-01T00:00:00Z | 0 | 0.8501 | 1 | 0.8501 | 1 | 0.8501 | 1 | 0.8501 | Network Model.IntPrjfolder\Network Data.IntPrjfolder\Areas.IntArea\TAMBAK.ElmArea | Network Model.IntPrjfolder\Network Data.IntPrjfolder\Main Grid.ElmNet | Network Model.IntPrjfolder\Network Data.IntPrjfolder\Main Grid.ElmNet | 0 | 0 | 0 | 0 | 0 | 0 | 0 | 0 | 0 | 0 | 0 | 100 | 0 | MAN | 0 | 0 | 0 | 0 | 0 | 0 | 0 | 0.2 | 0.195 | 0.195 | 0.195 | 0.095 | 0.24 | 1 | 1746513893 | 0 | 0 | 0 | 0 | 0 | 1 | 0 | 0 | 0 | 0 | 0 | 0 | 0 | 0 | 0 | 0 | 0 | 0 | 0.047609 | 0 | 0.047609 | 0 | 0.047609 | 0 | 0.047609 | 0 | 0.047609 | 0 | 0.047609 | 0 | 0 | 0 | 0 | 0 | 1 | 4905927 | 0 | 0 | 0 | 0 | 0 | 0 | 0 | 0 | 0 | 4905050 | 0.02804 | 0 | 0.02804 | 0 | 0.02804 | 0 | 0.02804 | 0 | 0 | 0.01737 | 0 | 0.01737 | 0 | 0.01737 | 0 | 0.01737 | 0.01 | 99999 | 99999 | 0 | 0.04 | 0.1 | 0.1 | 1 | 0 | 1000 | 100 | 0 | 0 | 0 | 0 | 0 | 0 | 0 | 0.032984 | 0 | 0.032984 | 0 | 0.032984 | 0 | 0.032984 | 100 | 4294967294 | 0 | 1 | 1.05 | 0.95 | 0.1 | 99999 | 99999 | 99999 | 0.04 | 10 | 10 | 10 | 1
ND0075 | Network Model.IntPrjfolder\Network Data.IntPrjfolder\Main Grid.ElmNet\ND0075.ElmLod | 0 | Network Model.IntPrjfolder\Network Data.IntPrjfolder\Main Grid.ElmNet | Network Model.IntPrjfolder\Network Data.IntPrjfolder\Main Grid.ElmNet\Bus15.ElmTerm\Cub_2.StaCubic | DEF | 0.02275 | 0.0141 | 0.026765 | 0.84999 | 0 | 0.038632 | 1 | 1 | 0 | 3PH-'D' | 0 | 0 | 1746343893 | 0 | constq | 0 | 0 | 0 | 100 | ND0075 | ["Phase 1, phase 2, phase 3 will be estimated."] | 0 | 0 | 0 | 0 | 0 | 1 | 0 | 0 | 1970-01-01T00:00:00Z | 0 | 0.84999 | 1 | 0.84999 | 1 | 0.84999 | 1 | 0.84999 | Network Model.IntPrjfolder\Network Data.IntPrjfolder\Areas.IntArea\TAMBAK.ElmArea | Network Model.IntPrjfolder\Network Data.IntPrjfolder\Main Grid.ElmNet | Network Model.IntPrjfolder\Network Data.IntPrjfolder\Main Grid.ElmNet | 0 | 0 | 0 | 0 | 0 | 0 | 0 | 0 | 0 | 0 | 0 | 100 | 0 | MAN | 0 | 0 | 0 | 0 | 0 | 0 | 0 | 0.2 | 0.195 | 0.195 | 0.195 | 0.095 | 0.24 | 1 | 1746513893 | 0 | 0 | 0 | 0 | 0 | 1 | 0 | 0 | 0 | 0 | 0 | 0 | 0 | 0 | 0 | 0 | 0 | 0 | 0.038632 | 0 | 0.038632 | 0 | 0.038632 | 0 | 0.038632 | 0 | 0.038632 | 0 | 0.038632 | 0 | 0 | 0 | 0 | 0 | 1 | 4905972 | 0 | 0 | 0 | 0 | 0 | 0 | 0 | 0 | 0 | 4905050 | 0.02275 | 0 | 0.02275 | 0 | 0.02275 | 0 | 0.02275 | 0 | 0 | 0.0141 | 0 | 0.0141 | 0 | 0.0141 | 0 | 0.0141 | 0.01 | 99999 | 99999 | 0 | 0.04 | 0.1 | 0.1 | 1 | 0 | 1000 | 100 | 0 | 0 | 0 | 0 | 0 | 0 | 0 | 0.026765 | 0 | 0.026765 | 0 | 0.026765 | 0 | 0.026765 | 100 | 4294967294 | 0 | 1 | 1.05 | 0.95 | 0.1 | 99999 | 99999 | 99999 | 0.04 | 10 | 10 | 10 | 1
ND0032 | Network Model.IntPrjfolder\Network Data.IntPrjfolder\Main Grid.ElmNet\ND0032.ElmLod | 0 | Network Model.IntPrjfolder\Network Data.IntPrjfolder\Main Grid.ElmNet | Network Model.IntPrjfolder\Network Data.IntPrjfolder\Main Grid.ElmNet\Bus26.ElmTerm\Cub_2.StaCubic | DEF | 0.00459 | 0.00285 | 0.0054028 | 0.84955 | 0 | 0.0077983 | 1 | 1 | 0 | 3PH-'D' | 0 | 0 | 1746344110 | 0 | constq | 0 | 0 | 0 | 100 | ND0032 | ["Phase 1, phase 2, phase 3 will be estimated."] | 0 | 0 | 0 | 0 | 0 | 1 | 0 | 0 | 1970-01-01T00:00:00Z | 0 | 0.84955 | 1 | 0.84955 | 1 | 0.84955 | 1 | 0.84955 | Network Model.IntPrjfolder\Network Data.IntPrjfolder\Areas.IntArea\TAMBAK.ElmArea | Network Model.IntPrjfolder\Network Data.IntPrjfolder\Main Grid.ElmNet | Network Model.IntPrjfolder\Network Data.IntPrjfolder\Main Grid.ElmNet | 0 | 0 | 0 | 0 | 0 | 0 | 0 | 0 | 0 | 0 | 0 | 100 | 0 | MAN | 0 | 0 | 0 | 0 | 0 | 0 | 0 | 0.2 | 0.195 | 0.195 | 0.195 | 0.095 | 0.24 | 1 | 1746513893 | 0 | 0 | 0 | 0 | 0 | 1 | 0 | 0 | 0 | 0 | 0 | 0 | 0 | 0 | 0 | 0 | 0 | 0 | 0.0077983 | 0 | 0.0077983 | 0 | 0.0077983 | 0 | 0.0077983 | 0 | 0.0077983 | 0 | 0.0077983 | 0 | 0 | 0 | 0 | 0 | 1 | 4906017 | 0 | 0 | 0 | 0 | 0 | 0 | 0 | 0 | 0 | 4905050 | 0.00459 | 0 | 0.00459 | 0 | 0.00459 | 0 | 0.00459 | 0 | 0 | 0.00285 | 0 | 0.00285 | 0 | 0.00285 | 0 | 0.00285 | 0.01 | 99999 | 99999 | 0 | 0.04 | 0.1 | 0.1 | 1 | 0 | 1000 | 100 | 0 | 0 | 0 | 0 | 0 | 0 | 0 | 0.0054028 | 0 | 0.0054028 | 0 | 0.0054028 | 0 | 0.0054028 | 100 | 4294967294 | 0 | 1 | 1.05 | 0.95 | 0.1 | 99999 | 99999 | 99999 | 0.04 | 10 | 10 | 10 | 1
ND0076 | Network Model.IntPrjfolder\Network Data.IntPrjfolder\Main Grid.ElmNet\ND0076.ElmLod | 0 | Network Model.IntPrjfolder\Network Data.IntPrjfolder\Main Grid.ElmNet | Network Model.IntPrjfolder\Network Data.IntPrjfolder\Main Grid.ElmNet\Bus32.ElmTerm\Cub_2.StaCubic | DEF | 0.01023 | 0.00634 | 0.012035 | 0.85 | 0 | 0.017371 | 1 | 1 | 0 | 3PH-'D' | 0 | 0 | 1746344431 | 0 | constq | 0 | 0 | 0 | 100 | ND0076 | ["Phase 1, phase 2, phase 3 will be estimated."] | 0 | 0 | 0 | 0 | 0 | 1 | 0 | 0 | 1970-01-01T00:00:00Z | 0 | 0.85 | 1 | 0.85 | 1 | 0.85 | 1 | 0.85 | Network Model.IntPrjfolder\Network Data.IntPrjfolder\Areas.IntArea\TAMBAK.ElmArea | Network Model.IntPrjfolder\Network Data.IntPrjfolder\Main Grid.ElmNet | Network Model.IntPrjfolder\Network Data.IntPrjfolder\Main Grid.ElmNet | 0 | 0 | 0 | 0 | 0 | 0 | 0 | 0 | 0 | 0 | 0 | 100 | 0 | MAN | 0 | 0 | 0 | 0 | 0 | 0 | 0 | 0.2 | 0.195 | 0.195 | 0.195 | 0.095 | 0.24 | 1 | 1746513893 | 0 | 0 | 0 | 0 | 0 | 1 | 0 | 0 | 0 | 0 | 0 | 0 | 0 | 0 | 0 | 0 | 0 | 0 | 0.017371 | 0 | 0.017371 | 0 | 0.017371 | 0 | 0.017371 | 0 | 0.017371 | 0 | 0.017371 | 0 | 0 | 0 | 0 | 0 | 1 | 4906056 | 0 | 0 | 0 | 0 | 0 | 0 | 0 | 0 | 0 | 4905050 | 0.01023 | 0 | 0.01023 | 0 | 0.01023 | 0 | 0.01023 | 0 | 0 | 0.00634 | 0 | 0.00634 | 0 | 0.00634 | 0 | 0.00634 | 0.01 | 99999 | 99999 | 0 | 0.04 | 0.1 | 0.1 | 1 | 0 | 1000 | 100 | 0 | 0 | 0 | 0 | 0 | 0 | 0 | 0.012035 | 0 | 0.012035 | 0 | 0.012035 | 0 | 0.012035 | 100 | 4294967294 | 0 | 1 | 1.05 | 0.95 | 0.1 | 99999 | 99999 | 99999 | 0.04 | 10 | 10 | 10 | 1
ND0033 | Network Model.IntPrjfolder\Network Data.IntPrjfolder\Main Grid.ElmNet\ND0033.ElmLod | 0 | Network Model.IntPrjfolder\Network Data.IntPrjfolder\Main Grid.ElmNet | Network Model.IntPrjfolder\Network Data.IntPrjfolder\Main Grid.ElmNet\Bus233.ElmTerm\Cub_2.StaCubic | DEF | 0.12789 | 0.07926 | 0.15046 | 0.85 | 0 | 0.21717 | 1 | 1 | 0 | 3PH-'D' | 0 | 0 | 1746344519 | 0 | constq | 0 | 0 | 0 | 100 | ND0033 | ["Phase 1, phase 2, phase 3 will be estimated."] | 0 | 0 | 0 | 0 | 0 | 1 | 0 | 0 | 1970-01-01T00:00:00Z | 0 | 0.85 | 1 | 0.85 | 1 | 0.85 | 1 | 0.85 | Network Model.IntPrjfolder\Network Data.IntPrjfolder\Areas.IntArea\TAMBAK.ElmArea | Network Model.IntPrjfolder\Network Data.IntPrjfolder\Main Grid.ElmNet | Network Model.IntPrjfolder\Network Data.IntPrjfolder\Main Grid.ElmNet | 0 | 0 | 0 | 0 | 0 | 0 | 0 | 0 | 0 | 0 | 0 | 100 | 0 | MAN | 0 | 0 | 0 | 0 | 0 | 0 | 0 | 0.2 | 0.195 | 0.195 | 0.195 | 0.095 | 0.24 | 1 | 1746582083 | 0 | 0 | 0 | 0 | 0 | 1 | 0 | 0 | 0 | 0 | 0 | 0 | 0 | 0 | 0 | 0 | 0 | 0 | 0.21717 | 0 | 0.21717 | 0 | 0.21717 | 0 | 0.21717 | 0 | 0.21717 | 0 | 0.21717 | 0 | 0 | 0 | 0 | 0 | 1 | 4906079 | 0 | 0 | 0 | 0 | 0 | 0 | 0 | 0 | 0 | 4905050 | 0.12789 | 0 | 0.12789 | 0 | 0.12789 | 0 | 0.12789 | 0 | 0 | 0.07926 | 0 | 0.07926 | 0 | 0.07926 | 0 | 0.07926 | 0.01 | 99999 | 99999 | 0 | 0.04 | 0.1 | 0.1 | 1 | 0 | 1000 | 100 | 0 | 0 | 0 | 0 | 0 | 0 | 0 | 0.15046 | 0 | 0.15046 | 0 | 0.15046 | 0 | 0.15046 | 100 | 4294967294 | 0 | 1 | 1.05 | 0.95 | 0.1 | 99999 | 99999 | 99999 | 0.04 | 10 | 10 | 10 | 1
ND0034 | Network Model.IntPrjfolder\Network Data.IntPrjfolder\Main Grid.ElmNet\ND0034.ElmLod | 0 | Network Model.IntPrjfolder\Network Data.IntPrjfolder\Main Grid.ElmNet | Network Model.IntPrjfolder\Network Data.IntPrjfolder\Main Grid.ElmNet\Bus72.ElmTerm\Cub_2.StaCubic | DEF | 0.029946 | 0.018558 | 0.03523 | 0.85 | 0 | 0.05085 | 1 | 1 | 0 | 3PH-'D' | 0 | 0 | 1746365117 | 0 | constq | 0 | 0 | 0 | 100 | ND0034 | ["Phase 1, phase 2, phase 3 will be estimated."] | 0 | 0 | 0 | 0 | 0 | 1 | 0 | 0 | 1970-01-01T00:00:00Z | 0 | 0.85 | 1 | 0.85 | 1 | 0.85 | 1 | 0.85 | Network Model.IntPrjfolder\Network Data.IntPrjfolder\Areas.IntArea\TAMBAK.ElmArea | Network Model.IntPrjfolder\Network Data.IntPrjfolder\Main Grid.ElmNet | Network Model.IntPrjfolder\Network Data.IntPrjfolder\Main Grid.ElmNet | 0 | 0 | 0 | 0 | 0 | 0 | 0 | 0 | 0 | 0 | 0 | 100 | 0 | MAN | 0 | 0 | 0 | 0 | 0 | 0 | 0 | 0.2 | 0.195 | 0.195 | 0.195 | 0.095 | 0.24 | 1 | 1746582121 | 0 | 0 | 0 | 0 | 0 | 1 | 0 | 0 | 0 | 0 | 0 | 0 | 0 | 0 | 0 | 0 | 0 | 0 | 0.05085 | 0 | 0.05085 | 0 | 0.05085 | 0 | 0.05085 | 0 | 0.05085 | 0 | 0.05085 | 0 | 0 | 0 | 0 | 0 | 1 | 4906116 | 0 | 0 | 0 | 0 | 0 | 0 | 0 | 0 | 0 | 4905050 | 0.029946 | 0 | 0.029946 | 0 | 0.029946 | 0 | 0.029946 | 0 | 0 | 0.018558 | 0 | 0.018558 | 0 | 0.018558 | 0 | 0.018558 | 0.01 | 99999 | 99999 | 0 | 0.04 | 0.1 | 0.1 | 1 | 0 | 1000 | 100 | 0 | 0 | 0 | 0 | 0 | 0 | 0 | 0.03523 | 0 | 0.03523 | 0 | 0.03523 | 0 | 0.03523 | 100 | 4294967294 | 0 | 1 | 1.05 | 0.95 | 0.1 | 99999 | 99999 | 99999 | 0.04 | 10 | 10 | 10 | 1
ND0035 | Network Model.IntPrjfolder\Network Data.IntPrjfolder\Main Grid.ElmNet\ND0035.ElmLod | 0 | Network Model.IntPrjfolder\Network Data.IntPrjfolder\Main Grid.ElmNet | Network Model.IntPrjfolder\Network Data.IntPrjfolder\Main Grid.ElmNet\Bus77.ElmTerm\Cub_2.StaCubic | DEF | 0.00907 | 0.00562 | 0.01067 | 0.85005 | 0 | 0.015401 | 1 | 1 | 0 | 3PH-'D' | 0 | 0 | 1746365226 | 0 | constq | 0 | 0 | 0 | 100 | ND0035 | ["Phase 1, phase 2, phase 3 will be estimated."] | 0 | 0 | 0 | 0 | 0 | 1 | 0 | 0 | 1970-01-01T00:00:00Z | 0 | 0.85005 | 1 | 0.85005 | 1 | 0.85005 | 1 | 0.85005 | Network Model.IntPrjfolder\Network Data.IntPrjfolder\Areas.IntArea\TAMBAK.ElmArea | Network Model.IntPrjfolder\Network Data.IntPrjfolder\Main Grid.ElmNet | Network Model.IntPrjfolder\Network Data.IntPrjfolder\Main Grid.ElmNet | 0 | 0 | 0 | 0 | 0 | 0 | 0 | 0 | 0 | 0 | 0 | 100 | 0 | MAN | 0 | 0 | 0 | 0 | 0 | 0 | 0 | 0.2 | 0.195 | 0.195 | 0.195 | 0.095 | 0.24 | 1 | 1746513893 | 0 | 0 | 0 | 0 | 0 | 1 | 0 | 0 | 0 | 0 | 0 | 0 | 0 | 0 | 0 | 0 | 0 | 0 | 0.015401 | 0 | 0.015401 | 0 | 0.015401 | 0 | 0.015401 | 0 | 0.015401 | 0 | 0.015401 | 0 | 0 | 0 | 0 | 0 | 1 | 4906138 | 0 | 0 | 0 | 0 | 0 | 0 | 0 | 0 | 0 | 4905050 | 0.00907 | 0 | 0.00907 | 0 | 0.00907 | 0 | 0.00907 | 0 | 0 | 0.00562 | 0 | 0.00562 | 0 | 0.00562 | 0 | 0.00562 | 0.01 | 99999 | 99999 | 0 | 0.04 | 0.1 | 0.1 | 1 | 0 | 1000 | 100 | 0 | 0 | 0 | 0 | 0 | 0 | 0 | 0.01067 | 0 | 0.01067 | 0 | 0.01067 | 0 | 0.01067 | 100 | 4294967294 | 0 | 1 | 1.05 | 0.95 | 0.1 | 99999 | 99999 | 99999 | 0.04 | 10 | 10 | 10 | 1
ND0036 | Network Model.IntPrjfolder\Network Data.IntPrjfolder\Main Grid.ElmNet\ND0036.ElmLod | 0 | Network Model.IntPrjfolder\Network Data.IntPrjfolder\Main Grid.ElmNet | Network Model.IntPrjfolder\Network Data.IntPrjfolder\Main Grid.ElmNet\Bus237.ElmTerm\Cub_2.StaCubic | DEF | 0.04123 | 0.02556 | 0.04851 | 0.84993 | 0 | 0.070018 | 1 | 1 | 0 | 3PH-'D' | 0 | 0 | 1746365327 | 0 | constq | 0 | 0 | 0 | 100 | ND0036 | ["Phase 1, phase 2, phase 3 will be estimated."] | 0 | 0 | 0 | 0 | 0 | 1 | 0 | 0 | 1970-01-01T00:00:00Z | 0 | 0.84993 | 1 | 0.84993 | 1 | 0.84993 | 1 | 0.84993 | Network Model.IntPrjfolder\Network Data.IntPrjfolder\Areas.IntArea\TAMBAK.ElmArea | Network Model.IntPrjfolder\Network Data.IntPrjfolder\Main Grid.ElmNet | Network Model.IntPrjfolder\Network Data.IntPrjfolder\Main Grid.ElmNet | 0 | 0 | 0 | 0 | 0 | 0 | 0 | 0 | 0 | 0 | 0 | 100 | 0 | MAN | 0 | 0 | 0 | 0 | 0 | 0 | 0 | 0.2 | 0.195 | 0.195 | 0.195 | 0.095 | 0.24 | 1 | 1746513893 | 0 | 0 | 0 | 0 | 0 | 1 | 0 | 0 | 0 | 0 | 0 | 0 | 0 | 0 | 0 | 0 | 0 | 0 | 0.070018 | 0 | 0.070018 | 0 | 0.070018 | 0 | 0.070018 | 0 | 0.070018 | 0 | 0.070018 | 0 | 0 | 0 | 0 | 0 | 1 | 4906161 | 0 | 0 | 0 | 0 | 0 | 0 | 0 | 0 | 0 | 4905050 | 0.04123 | 0 | 0.04123 | 0 | 0.04123 | 0 | 0.04123 | 0 | 0 | 0.02556 | 0 | 0.02556 | 0 | 0.02556 | 0 | 0.02556 | 0.01 | 99999 | 99999 | 0 | 0.04 | 0.1 | 0.1 | 1 | 0 | 1000 | 100 | 0 | 0 | 0 | 0 | 0 | 0 | 0 | 0.04851 | 0 | 0.04851 | 0 | 0.04851 | 0 | 0.04851 | 100 | 4294967294 | 0 | 1 | 1.05 | 0.95 | 0.1 | 99999 | 99999 | 99999 | 0.04 | 10 | 10 | 10 | 1
ND0037 | Network Model.IntPrjfolder\Network Data.IntPrjfolder\Main Grid.ElmNet\ND0037.ElmLod | 0 | Network Model.IntPrjfolder\Network Data.IntPrjfolder\Main Grid.ElmNet | Network Model.IntPrjfolder\Network Data.IntPrjfolder\Main Grid.ElmNet\Bus38.ElmTerm\Cub_2.StaCubic | DEF | 0.01173 | 0.00727 | 0.0138 | 0.84999 | 0 | 0.019919 | 1 | 1 | 0 | 3PH-'D' | 0 | 0 | 1746365582 | 0 | constq | 0 | 0 | 0 | 100 | ND0037 | ["Phase 1, phase 2, phase 3 will be estimated."] | 0 | 0 | 0 | 0 | 0 | 1 | 0 | 0 | 1970-01-01T00:00:00Z | 0 | 0.84999 | 1 | 0.84999 | 1 | 0.84999 | 1 | 0.84999 | Network Model.IntPrjfolder\Network Data.IntPrjfolder\Areas.IntArea\TAMBAK.ElmArea | Network Model.IntPrjfolder\Network Data.IntPrjfolder\Main Grid.ElmNet | Network Model.IntPrjfolder\Network Data.IntPrjfolder\Main Grid.ElmNet | 0 | 0 | 0 | 0 | 0 | 0 | 0 | 0 | 0 | 0 | 0 | 100 | 0 | MAN | 0 | 0 | 0 | 0 | 0 | 0 | 0 | 0.2 | 0.195 | 0.195 | 0.195 | 0.095 | 0.24 | 1 | 1746513893 | 0 | 0 | 0 | 0 | 0 | 1 | 0 | 0 | 0 | 0 | 0 | 0 | 0 | 0 | 0 | 0 | 0 | 0 | 0.019919 | 0 | 0.019919 | 0 | 0.019919 | 0 | 0.019919 | 0 | 0.019919 | 0 | 0.019919 | 0 | 0 | 0 | 0 | 0 | 1 | 4906206 | 0 | 0 | 0 | 0 | 0 | 0 | 0 | 0 | 0 | 4905050 | 0.01173 | 0 | 0.01173 | 0 | 0.01173 | 0 | 0.01173 | 0 | 0 | 0.00727 | 0 | 0.00727 | 0 | 0.00727 | 0 | 0.00727 | 0.01 | 99999 | 99999 | 0 | 0.04 | 0.1 | 0.1 | 1 | 0 | 1000 | 100 | 0 | 0 | 0 | 0 | 0 | 0 | 0 | 0.0138 | 0 | 0.0138 | 0 | 0.0138 | 0 | 0.0138 | 100 | 4294967294 | 0 | 1 | 1.05 | 0.95 | 0.1 | 99999 | 99999 | 99999 | 0.04 | 10 | 10 | 10 | 1
ND0038 | Network Model.IntPrjfolder\Network Data.IntPrjfolder\Main Grid.ElmNet\ND0038.ElmLod | 0 | Network Model.IntPrjfolder\Network Data.IntPrjfolder\Main Grid.ElmNet | Network Model.IntPrjfolder\Network Data.IntPrjfolder\Main Grid.ElmNet\Bus81.ElmTerm\Cub_2.StaCubic | DEF | 0.01426 | 0.00884 | 0.016778 | 0.84993 | 0 | 0.024217 | 1 | 1 | 0 | 3PH-'D' | 0 | 0 | 1746366492 | 0 | constq | 0 | 0 | 0 | 100 | ND0038 | ["Phase 1, phase 2, phase 3 will be estimated."] | 0 | 0 | 0 | 0 | 0 | 1 | 0 | 0 | 1970-01-01T00:00:00Z | 0 | 0.84993 | 1 | 0.84993 | 1 | 0.84993 | 1 | 0.84993 | Network Model.IntPrjfolder\Network Data.IntPrjfolder\Areas.IntArea\TAMBAK.ElmArea | Network Model.IntPrjfolder\Network Data.IntPrjfolder\Main Grid.ElmNet | Network Model.IntPrjfolder\Network Data.IntPrjfolder\Main Grid.ElmNet | 0 | 0 | 0 | 0 | 0 | 0 | 0 | 0 | 0 | 0 | 0 | 100 | 0 | MAN | 0 | 0 | 0 | 0 | 0 | 0 | 0 | 0.2 | 0.195 | 0.195 | 0.195 | 0.095 | 0.24 | 1 | 1746513893 | 0 | 0 | 0 | 0 | 0 | 1 | 0 | 0 | 0 | 0 | 0 | 0 | 0 | 0 | 0 | 0 | 0 | 0 | 0.024217 | 0 | 0.024217 | 0 | 0.024217 | 0 | 0.024217 | 0 | 0.024217 | 0 | 0.024217 | 0 | 0 | 0 | 0 | 0 | 1 | 4906233 | 0 | 0 | 0 | 0 | 0 | 0 | 0 | 0 | 0 | 4905050 | 0.01426 | 0 | 0.01426 | 0 | 0.01426 | 0 | 0.01426 | 0 | 0 | 0.00884 | 0 | 0.00884 | 0 | 0.00884 | 0 | 0.00884 | 0.01 | 99999 | 99999 | 0 | 0.04 | 0.1 | 0.1 | 1 | 0 | 1000 | 100 | 0 | 0 | 0 | 0 | 0 | 0 | 0 | 0.016778 | 0 | 0.016778 | 0 | 0.016778 | 0 | 0.016778 | 100 | 4294967294 | 0 | 1 | 1.05 | 0.95 | 0.1 | 99999 | 99999 | 99999 | 0.04 | 10 | 10 | 10 | 1
ND0041 | Network Model.IntPrjfolder\Network Data.IntPrjfolder\Main Grid.ElmNet\ND0041.ElmLod | 0 | Network Model.IntPrjfolder\Network Data.IntPrjfolder\Main Grid.ElmNet | Network Model.IntPrjfolder\Network Data.IntPrjfolder\Main Grid.ElmNet\Bus90.ElmTerm\Cub_2.StaCubic | DEF | 0.00513 | 0.00318 | 0.0060357 | 0.84995 | 0 | 0.0087117 | 1 | 1 | 0 | 3PH-'D' | 0 | 0 | 1746366651 | 0 | constq | 0 | 0 | 0 | 100 | ND0041 | ["Phase 1, phase 2, phase 3 will be estimated."] | 0 | 0 | 0 | 0 | 0 | 1 | 0 | 0 | 1970-01-01T00:00:00Z | 0 | 0.84995 | 1 | 0.84995 | 1 | 0.84995 | 1 | 0.84995 | Network Model.IntPrjfolder\Network Data.IntPrjfolder\Areas.IntArea\TAMBAK.ElmArea | Network Model.IntPrjfolder\Network Data.IntPrjfolder\Main Grid.ElmNet | Network Model.IntPrjfolder\Network Data.IntPrjfolder\Main Grid.ElmNet | 0 | 0 | 0 | 0 | 0 | 0 | 0 | 0 | 0 | 0 | 0 | 100 | 0 | MAN | 0 | 0 | 0 | 0 | 0 | 0 | 0 | 0.2 | 0.195 | 0.195 | 0.195 | 0.095 | 0.24 | 1 | 1746513893 | 0 | 0 | 0 | 0 | 0 | 1 | 0 | 0 | 0 | 0 | 0 | 0 | 0 | 0 | 0 | 0 | 0 | 0 | 0.0087117 | 0 | 0.0087117 | 0 | 0.0087117 | 0 | 0.0087117 | 0 | 0.0087117 | 0 | 0.0087117 | 0 | 0 | 0 | 0 | 0 | 1 | 4906269 | 0 | 0 | 0 | 0 | 0 | 0 | 0 | 0 | 0 | 4905050 | 0.00513 | 0 | 0.00513 | 0 | 0.00513 | 0 | 0.00513 | 0 | 0 | 0.00318 | 0 | 0.00318 | 0 | 0.00318 | 0 | 0.00318 | 0.01 | 99999 | 99999 | 0 | 0.04 | 0.1 | 0.1 | 1 | 0 | 1000 | 100 | 0 | 0 | 0 | 0 | 0 | 0 | 0 | 0.0060357 | 0 | 0.0060357 | 0 | 0.0060357 | 0 | 0.0060357 | 100 | 4294967294 | 0 | 1 | 1.05 | 0.95 | 0.1 | 99999 | 99999 | 99999 | 0.04 | 10 | 10 | 10 | 1
ND0087 | Network Model.IntPrjfolder\Network Data.IntPrjfolder\Main Grid.ElmNet\ND0087.ElmLod | 0 | Network Model.IntPrjfolder\Network Data.IntPrjfolder\Main Grid.ElmNet | Network Model.IntPrjfolder\Network Data.IntPrjfolder\Main Grid.ElmNet\Bus92.ElmTerm\Cub_2.StaCubic | DEF | 0.01563 | 0.00969 | 0.01839 | 0.84992 | 0 | 0.026544 | 1 | 1 | 0 | 3PH-'D' | 0 | 0 | 1746367303 | 0 | constq | 0 | 0 | 0 | 100 | ND0087 | ["Phase 1, phase 2, phase 3 will be estimated."] | 0 | 0 | 0 | 0 | 0 | 1 | 0 | 0 | 1970-01-01T00:00:00Z | 0 | 0.84992 | 1 | 0.84992 | 1 | 0.84992 | 1 | 0.84992 | Network Model.IntPrjfolder\Network Data.IntPrjfolder\Areas.IntArea\TAMBAK.ElmArea | Network Model.IntPrjfolder\Network Data.IntPrjfolder\Main Grid.ElmNet | Network Model.IntPrjfolder\Network Data.IntPrjfolder\Main Grid.ElmNet | 0 | 0 | 0 | 0 | 0 | 0 | 0 | 0 | 0 | 0 | 0 | 100 | 0 | MAN | 0 | 0 | 0 | 0 | 0 | 0 | 0 | 0.2 | 0.195 | 0.195 | 0.195 | 0.095 | 0.24 | 1 | 1746513893 | 0 | 0 | 0 | 0 | 0 | 1 | 0 | 0 | 0 | 0 | 0 | 0 | 0 | 0 | 0 | 0 | 0 | 0 | 0.026544 | 0 | 0.026544 | 0 | 0.026544 | 0 | 0.026544 | 0 | 0.026544 | 0 | 0.026544 | 0 | 0 | 0 | 0 | 0 | 1 | 4906391 | 0 | 0 | 0 | 0 | 0 | 0 | 0 | 0 | 0 | 4905050 | 0.01563 | 0 | 0.01563 | 0 | 0.01563 | 0 | 0.01563 | 0 | 0 | 0.00969 | 0 | 0.00969 | 0 | 0.00969 | 0 | 0.00969 | 0.01 | 99999 | 99999 | 0 | 0.04 | 0.1 | 0.1 | 1 | 0 | 1000 | 100 | 0 | 0 | 0 | 0 | 0 | 0 | 0 | 0.01839 | 0 | 0.01839 | 0 | 0.01839 | 0 | 0.01839 | 100 | 4294967294 | 0 | 1 | 1.05 | 0.95 | 0.1 | 99999 | 99999 | 99999 | 0.04 | 10 | 10 | 10 | 1
ND0042 | Network Model.IntPrjfolder\Network Data.IntPrjfolder\Main Grid.ElmNet\ND0042.ElmLod | 0 | Network Model.IntPrjfolder\Network Data.IntPrjfolder\Main Grid.ElmNet | Network Model.IntPrjfolder\Network Data.IntPrjfolder\Main Grid.ElmNet\Bus243.ElmTerm\Cub_2.StaCubic | DEF | 0.04351 | 0.02697 | 0.051191 | 0.84996 | 0 | 0.073888 | 1 | 1 | 0 | 3PH-'D' | 0 | 0 | 1746367303 | 0 | constq | 0 | 0 | 0 | 100 | ND0042 | ["Phase 1, phase 2, phase 3 will be estimated."] | 0 | 0 | 0 | 0 | 0 | 1 | 0 | 0 | 1970-01-01T00:00:00Z | 0 | 0.84996 | 1 | 0.84996 | 1 | 0.84996 | 1 | 0.84996 | Network Model.IntPrjfolder\Network Data.IntPrjfolder\Areas.IntArea\TAMBAK.ElmArea | Network Model.IntPrjfolder\Network Data.IntPrjfolder\Main Grid.ElmNet | Network Model.IntPrjfolder\Network Data.IntPrjfolder\Main Grid.ElmNet | 0 | 0 | 0 | 0 | 0 | 0 | 0 | 0 | 0 | 0 | 0 | 100 | 0 | MAN | 0 | 0 | 0 | 0 | 0 | 0 | 0 | 0.2 | 0.195 | 0.195 | 0.195 | 0.095 | 0.24 | 1 | 1746513893 | 0 | 0 | 0 | 0 | 0 | 1 | 0 | 0 | 0 | 0 | 0 | 0 | 0 | 0 | 0 | 0 | 0 | 0 | 0.073888 | 0 | 0.073888 | 0 | 0.073888 | 0 | 0.073888 | 0 | 0.073888 | 0 | 0.073888 | 0 | 0 | 0 | 0 | 0 | 1 | 4906395 | 0 | 0 | 0 | 0 | 0 | 0 | 0 | 0 | 0 | 4905050 | 0.04351 | 0 | 0.04351 | 0 | 0.04351 | 0 | 0.04351 | 0 | 0 | 0.02697 | 0 | 0.02697 | 0 | 0.02697 | 0 | 0.02697 | 0.01 | 99999 | 99999 | 0 | 0.04 | 0.1 | 0.1 | 1 | 0 | 1000 | 100 | 0 | 0 | 0 | 0 | 0 | 0 | 0 | 0.051191 | 0 | 0.051191 | 0 | 0.051191 | 0 | 0.051191 | 100 | 4294967294 | 0 | 1 | 1.05 | 0.95 | 0.1 | 99999 | 99999 | 99999 | 0.04 | 10 | 10 | 10 | 1
ND0092 | Network Model.IntPrjfolder\Network Data.IntPrjfolder\Main Grid.ElmNet\ND0092.ElmLod | 0 | Network Model.IntPrjfolder\Network Data.IntPrjfolder\Main Grid.ElmNet | Network Model.IntPrjfolder\Network Data.IntPrjfolder\Main Grid.ElmNet\Bus246.ElmTerm\Cub_2.StaCubic | DEF | 0.00694 | 0.00431 | 0.0081694 | 0.84951 | 0 | 0.011792 | 1 | 1 | 0 | 3PH-'D' | 0 | 0 | 1746367304 | 0 | constq | 0 | 0 | 0 | 100 | ND0092 | ["Phase 1, phase 2, phase 3 will be estimated."] | 0 | 0 | 0 | 0 | 0 | 1 | 0 | 0 | 1970-01-01T00:00:00Z | 0 | 0.84951 | 1 | 0.84951 | 1 | 0.84951 | 1 | 0.84951 | Network Model.IntPrjfolder\Network Data.IntPrjfolder\Areas.IntArea\TAMBAK.ElmArea | Network Model.IntPrjfolder\Network Data.IntPrjfolder\Main Grid.ElmNet | Network Model.IntPrjfolder\Network Data.IntPrjfolder\Main Grid.ElmNet | 0 | 0 | 0 | 0 | 0 | 0 | 0 | 0 | 0 | 0 | 0 | 100 | 0 | MAN | 0 | 0 | 0 | 0 | 0 | 0 | 0 | 0.2 | 0.195 | 0.195 | 0.195 | 0.095 | 0.24 | 1 | 1746513893 | 0 | 0 | 0 | 0 | 0 | 1 | 0 | 0 | 0 | 0 | 0 | 0 | 0 | 0 | 0 | 0 | 0 | 0 | 0.011792 | 0 | 0.011792 | 0 | 0.011792 | 0 | 0.011792 | 0 | 0.011792 | 0 | 0.011792 | 0 | 0 | 0 | 0 | 0 | 1 | 4906399 | 0 | 0 | 0 | 0 | 0 | 0 | 0 | 0 | 0 | 4905050 | 0.00694 | 0 | 0.00694 | 0 | 0.00694 | 0 | 0.00694 | 0 | 0 | 0.00431 | 0 | 0.00431 | 0 | 0.00431 | 0 | 0.00431 | 0.01 | 99999 | 99999 | 0 | 0.04 | 0.1 | 0.1 | 1 | 0 | 1000 | 100 | 0 | 0 | 0 | 0 | 0 | 0 | 0 | 0.0081694 | 0 | 0.0081694 | 0 | 0.0081694 | 0 | 0.0081694 | 100 | 4294967294 | 0 | 1 | 1.05 | 0.95 | 0.1 | 99999 | 99999 | 99999 | 0.04 | 10 | 10 | 10 | 1
ND0095 | Network Model.IntPrjfolder\Network Data.IntPrjfolder\Main Grid.ElmNet\ND0095.ElmLod | 0 | Network Model.IntPrjfolder\Network Data.IntPrjfolder\Main Grid.ElmNet | Network Model.IntPrjfolder\Network Data.IntPrjfolder\Main Grid.ElmNet\Bus249.ElmTerm\Cub_2.StaCubic | DEF | 0.01115 | 0.00691 | 0.013118 | 0.85001 | 0 | 0.018934 | 1 | 1 | 0 | 3PH-'D' | 0 | 0 | 1746367305 | 0 | constq | 0 | 0 | 0 | 100 | ND0095 | ["Phase 1, phase 2, phase 3 will be estimated."] | 0 | 0 | 0 | 0 | 0 | 1 | 0 | 0 | 1970-01-01T00:00:00Z | 0 | 0.85001 | 1 | 0.85001 | 1 | 0.85001 | 1 | 0.85001 | Network Model.IntPrjfolder\Network Data.IntPrjfolder\Areas.IntArea\TAMBAK.ElmArea | Network Model.IntPrjfolder\Network Data.IntPrjfolder\Main Grid.ElmNet | Network Model.IntPrjfolder\Network Data.IntPrjfolder\Main Grid.ElmNet | 0 | 0 | 0 | 0 | 0 | 0 | 0 | 0 | 0 | 0 | 0 | 100 | 0 | MAN | 0 | 0 | 0 | 0 | 0 | 0 | 0 | 0.2 | 0.195 | 0.195 | 0.195 | 0.095 | 0.24 | 1 | 1746513893 | 0 | 0 | 0 | 0 | 0 | 1 | 0 | 0 | 0 | 0 | 0 | 0 | 0 | 0 | 0 | 0 | 0 | 0 | 0.018934 | 0 | 0.018934 | 0 | 0.018934 | 0 | 0.018934 | 0 | 0.018934 | 0 | 0.018934 | 0 | 0 | 0 | 0 | 0 | 1 | 4906403 | 0 | 0 | 0 | 0 | 0 | 0 | 0 | 0 | 0 | 4905050 | 0.01115 | 0 | 0.01115 | 0 | 0.01115 | 0 | 0.01115 | 0 | 0 | 0.00691 | 0 | 0.00691 | 0 | 0.00691 | 0 | 0.00691 | 0.01 | 99999 | 99999 | 0 | 0.04 | 0.1 | 0.1 | 1 | 0 | 1000 | 100 | 0 | 0 | 0 | 0 | 0 | 0 | 0 | 0.013118 | 0 | 0.013118 | 0 | 0.013118 | 0 | 0.013118 | 100 | 4294967294 | 0 | 1 | 1.05 | 0.95 | 0.1 | 99999 | 99999 | 99999 | 0.04 | 10 | 10 | 10 | 1
ND0093 | Network Model.IntPrjfolder\Network Data.IntPrjfolder\Main Grid.ElmNet\ND0093.ElmLod | 0 | Network Model.IntPrjfolder\Network Data.IntPrjfolder\Main Grid.ElmNet | Network Model.IntPrjfolder\Network Data.IntPrjfolder\Main Grid.ElmNet\Bus253.ElmTerm\Cub_2.StaCubic | DEF | 0.00925 | 0.00573 | 0.010881 | 0.85011 | 0 | 0.015705 | 1 | 1 | 0 | 3PH-'D' | 0 | 0 | 1746367306 | 0 | constq | 0 | 0 | 0 | 100 | ND0093 | ["Phase 1, phase 2, phase 3 will be estimated."] | 0 | 0 | 0 | 0 | 0 | 1 | 0 | 0 | 1970-01-01T00:00:00Z | 0 | 0.85011 | 1 | 0.85011 | 1 | 0.85011 | 1 | 0.85011 | Network Model.IntPrjfolder\Network Data.IntPrjfolder\Areas.IntArea\TAMBAK.ElmArea | Network Model.IntPrjfolder\Network Data.IntPrjfolder\Main Grid.ElmNet | Network Model.IntPrjfolder\Network Data.IntPrjfolder\Main Grid.ElmNet | 0 | 0 | 0 | 0 | 0 | 0 | 0 | 0 | 0 | 0 | 0 | 100 | 0 | MAN | 0 | 0 | 0 | 0 | 0 | 0 | 0 | 0.2 | 0.195 | 0.195 | 0.195 | 0.095 | 0.24 | 1 | 1746513893 | 0 | 0 | 0 | 0 | 0 | 1 | 0 | 0 | 0 | 0 | 0 | 0 | 0 | 0 | 0 | 0 | 0 | 0 | 0.015705 | 0 | 0.015705 | 0 | 0.015705 | 0 | 0.015705 | 0 | 0.015705 | 0 | 0.015705 | 0 | 0 | 0 | 0 | 0 | 1 | 4906407 | 0 | 0 | 0 | 0 | 0 | 0 | 0 | 0 | 0 | 4905050 | 0.00925 | 0 | 0.00925 | 0 | 0.00925 | 0 | 0.00925 | 0 | 0 | 0.00573 | 0 | 0.00573 | 0 | 0.00573 | 0 | 0.00573 | 0.01 | 99999 | 99999 | 0 | 0.04 | 0.1 | 0.1 | 1 | 0 | 1000 | 100 | 0 | 0 | 0 | 0 | 0 | 0 | 0 | 0.010881 | 0 | 0.010881 | 0 | 0.010881 | 0 | 0.010881 | 100 | 4294967294 | 0 | 1 | 1.05 | 0.95 | 0.1 | 99999 | 99999 | 99999 | 0.04 | 10 | 10 | 10 | 1
ND0094 | Network Model.IntPrjfolder\Network Data.IntPrjfolder\Main Grid.ElmNet\ND0094.ElmLod | 0 | Network Model.IntPrjfolder\Network Data.IntPrjfolder\Main Grid.ElmNet | Network Model.IntPrjfolder\Network Data.IntPrjfolder\Main Grid.ElmNet\Bus256.ElmTerm\Cub_2.StaCubic | DEF | 0.01103 | 0.00683 | 0.012973 | 0.8502 | 0 | 0.018726 | 1 | 1 | 0 | 3PH-'D' | 0 | 0 | 1746367306 | 0 | constq | 0 | 0 | 0 | 100 | ND0094 | ["Phase 1, phase 2, phase 3 will be estimated."] | 0 | 0 | 0 | 0 | 0 | 1 | 0 | 0 | 1970-01-01T00:00:00Z | 0 | 0.8502 | 1 | 0.8502 | 1 | 0.8502 | 1 | 0.8502 | Network Model.IntPrjfolder\Network Data.IntPrjfolder\Areas.IntArea\TAMBAK.ElmArea | Network Model.IntPrjfolder\Network Data.IntPrjfolder\Main Grid.ElmNet | Network Model.IntPrjfolder\Network Data.IntPrjfolder\Main Grid.ElmNet | 0 | 0 | 0 | 0 | 0 | 0 | 0 | 0 | 0 | 0 | 0 | 100 | 0 | MAN | 0 | 0 | 0 | 0 | 0 | 0 | 0 | 0.2 | 0.195 | 0.195 | 0.195 | 0.095 | 0.24 | 1 | 1746513893 | 0 | 0 | 0 | 0 | 0 | 1 | 0 | 0 | 0 | 0 | 0 | 0 | 0 | 0 | 0 | 0 | 0 | 0 | 0.018726 | 0 | 0.018726 | 0 | 0.018726 | 0 | 0.018726 | 0 | 0.018726 | 0 | 0.018726 | 0 | 0 | 0 | 0 | 0 | 1 | 4906411 | 0 | 0 | 0 | 0 | 0 | 0 | 0 | 0 | 0 | 4905050 | 0.01103 | 0 | 0.01103 | 0 | 0.01103 | 0 | 0.01103 | 0 | 0 | 0.00683 | 0 | 0.00683 | 0 | 0.00683 | 0 | 0.00683 | 0.01 | 99999 | 99999 | 0 | 0.04 | 0.1 | 0.1 | 1 | 0 | 1000 | 100 | 0 | 0 | 0 | 0 | 0 | 0 | 0 | 0.012973 | 0 | 0.012973 | 0 | 0.012973 | 0 | 0.012973 | 100 | 4294967294 | 0 | 1 | 1.05 | 0.95 | 0.1 | 99999 | 99999 | 99999 | 0.04 | 10 | 10 | 10 | 1
ND0039 | Network Model.IntPrjfolder\Network Data.IntPrjfolder\Main Grid.ElmNet\ND0039.ElmLod | 0 | Network Model.IntPrjfolder\Network Data.IntPrjfolder\Main Grid.ElmNet | Network Model.IntPrjfolder\Network Data.IntPrjfolder\Main Grid.ElmNet\Bus83.ElmTerm\Cub_2.StaCubic | DEF | 0.05714 | 0.03541 | 0.067222 | 0.85001 | 0 | 0.097027 | 1 | 1 | 0 | 3PH-'D' | 0 | 0 | 1746367588 | 0 | constq | 0 | 0 | 0 | 100 | ND0039 | ["Phase 1, phase 2, phase 3 will be estimated."] | 0 | 0 | 0 | 0 | 0 | 1 | 0 | 0 | 1970-01-01T00:00:00Z | 0 | 0.85001 | 1 | 0.85001 | 1 | 0.85001 | 1 | 0.85001 | Network Model.IntPrjfolder\Network Data.IntPrjfolder\Areas.IntArea\TAMBAK.ElmArea | Network Model.IntPrjfolder\Network Data.IntPrjfolder\Main Grid.ElmNet | Network Model.IntPrjfolder\Network Data.IntPrjfolder\Main Grid.ElmNet | 0 | 0 | 0 | 0 | 0 | 0 | 0 | 0 | 0 | 0 | 0 | 100 | 0 | MAN | 0 | 0 | 0 | 0 | 0 | 0 | 0 | 0.2 | 0.195 | 0.195 | 0.195 | 0.095 | 0.24 | 1 | 1746513893 | 0 | 0 | 0 | 0 | 0 | 1 | 0 | 0 | 0 | 0 | 0 | 0 | 0 | 0 | 0 | 0 | 0 | 0 | 0.097027 | 0 | 0.097027 | 0 | 0.097027 | 0 | 0.097027 | 0 | 0.097027 | 0 | 0.097027 | 0 | 0 | 0 | 0 | 0 | 1 | 4906460 | 0 | 0 | 0 | 0 | 0 | 0 | 0 | 0 | 0 | 4905050 | 0.05714 | 0 | 0.05714 | 0 | 0.05714 | 0 | 0.05714 | 0 | 0 | 0.03541 | 0 | 0.03541 | 0 | 0.03541 | 0 | 0.03541 | 0.01 | 99999 | 99999 | 0 | 0.04 | 0.1 | 0.1 | 1 | 0 | 1000 | 100 | 0 | 0 | 0 | 0 | 0 | 0 | 0 | 0.067222 | 0 | 0.067222 | 0 | 0.067222 | 0 | 0.067222 | 100 | 4294967294 | 0 | 1 | 1.05 | 0.95 | 0.1 | 99999 | 99999 | 99999 | 0.04 | 10 | 10 | 10 | 1
ND0040 | Network Model.IntPrjfolder\Network Data.IntPrjfolder\Main Grid.ElmNet\ND0040.ElmLod | 0 | Network Model.IntPrjfolder\Network Data.IntPrjfolder\Main Grid.ElmNet | Network Model.IntPrjfolder\Network Data.IntPrjfolder\Main Grid.ElmNet\Bus85.ElmTerm\Cub_2.StaCubic | DEF | 0.03276 | 0.0203 | 0.03854 | 0.85003 | 0 | 0.055627 | 1 | 1 | 0 | 3PH-'D' | 0 | 0 | 1746367881 | 0 | constq | 0 | 0 | 0 | 100 | ND0040 | ["Phase 1, phase 2, phase 3 will be estimated."] | 0 | 0 | 0 | 0 | 0 | 1 | 0 | 0 | 1970-01-01T00:00:00Z | 0 | 0.85003 | 1 | 0.85003 | 1 | 0.85003 | 1 | 0.85003 | Network Model.IntPrjfolder\Network Data.IntPrjfolder\Areas.IntArea\TAMBAK.ElmArea | Network Model.IntPrjfolder\Network Data.IntPrjfolder\Main Grid.ElmNet | Network Model.IntPrjfolder\Network Data.IntPrjfolder\Main Grid.ElmNet | 0 | 0 | 0 | 0 | 0 | 0 | 0 | 0 | 0 | 0 | 0 | 100 | 0 | MAN | 0 | 0 | 0 | 0 | 0 | 0 | 0 | 0.2 | 0.195 | 0.195 | 0.195 | 0.095 | 0.24 | 1 | 1746513893 | 0 | 0 | 0 | 0 | 0 | 1 | 0 | 0 | 0 | 0 | 0 | 0 | 0 | 0 | 0 | 0 | 0 | 0 | 0.055627 | 0 | 0.055627 | 0 | 0.055627 | 0 | 0.055627 | 0 | 0.055627 | 0 | 0.055627 | 0 | 0 | 0 | 0 | 0 | 1 | 4906487 | 0 | 0 | 0 | 0 | 0 | 0 | 0 | 0 | 0 | 4905050 | 0.03276 | 0 | 0.03276 | 0 | 0.03276 | 0 | 0.03276 | 0 | 0 | 0.0203 | 0 | 0.0203 | 0 | 0.0203 | 0 | 0.0203 | 0.01 | 99999 | 99999 | 0 | 0.04 | 0.1 | 0.1 | 1 | 0 | 1000 | 100 | 0 | 0 | 0 | 0 | 0 | 0 | 0 | 0.03854 | 0 | 0.03854 | 0 | 0.03854 | 0 | 0.03854 | 100 | 4294967294 | 0 | 1 | 1.05 | 0.95 | 0.1 | 99999 | 99999 | 99999 | 0.04 | 10 | 10 | 10 | 1
ND0096 | Network Model.IntPrjfolder\Network Data.IntPrjfolder\Main Grid.ElmNet\ND0096.ElmLod | 0 | Network Model.IntPrjfolder\Network Data.IntPrjfolder\Main Grid.ElmNet | Network Model.IntPrjfolder\Network Data.IntPrjfolder\Main Grid.ElmNet\Bus260.ElmTerm\Cub_2.StaCubic | DEF | 0.0085 | 0.00527 | 0.010001 | 0.8499 | 0 | 0.014435 | 1 | 1 | 0 | 3PH-'D' | 0 | 0 | 1746368042 | 0 | constq | 0 | 0 | 0 | 100 | ND0096 | ["Phase 1, phase 2, phase 3 will be estimated."] | 0 | 0 | 0 | 0 | 0 | 1 | 0 | 0 | 1970-01-01T00:00:00Z | 0 | 0.8499 | 1 | 0.8499 | 1 | 0.8499 | 1 | 0.8499 | Network Model.IntPrjfolder\Network Data.IntPrjfolder\Areas.IntArea\TAMBAK.ElmArea | Network Model.IntPrjfolder\Network Data.IntPrjfolder\Main Grid.ElmNet | Network Model.IntPrjfolder\Network Data.IntPrjfolder\Main Grid.ElmNet | 0 | 0 | 0 | 0 | 0 | 0 | 0 | 0 | 0 | 0 | 0 | 100 | 0 | MAN | 0 | 0 | 0 | 0 | 0 | 0 | 0 | 0.2 | 0.195 | 0.195 | 0.195 | 0.095 | 0.24 | 1 | 1746513893 | 0 | 0 | 0 | 0 | 0 | 1 | 0 | 0 | 0 | 0 | 0 | 0 | 0 | 0 | 0 | 0 | 0 | 0 | 0.014435 | 0 | 0.014435 | 0 | 0.014435 | 0 | 0.014435 | 0 | 0.014435 | 0 | 0.014435 | 0 | 0 | 0 | 0 | 0 | 1 | 4906520 | 0 | 0 | 0 | 0 | 0 | 0 | 0 | 0 | 0 | 4905050 | 0.0085 | 0 | 0.0085 | 0 | 0.0085 | 0 | 0.0085 | 0 | 0 | 0.00527 | 0 | 0.00527 | 0 | 0.00527 | 0 | 0.00527 | 0.01 | 99999 | 99999 | 0 | 0.04 | 0.1 | 0.1 | 1 | 0 | 1000 | 100 | 0 | 0 | 0 | 0 | 0 | 0 | 0 | 0.010001 | 0 | 0.010001 | 0 | 0.010001 | 0 | 0.010001 | 100 | 4294967294 | 0 | 1 | 1.05 | 0.95 | 0.1 | 99999 | 99999 | 99999 | 0.04 | 10 | 10 | 10 | 1
ND0043 | Network Model.IntPrjfolder\Network Data.IntPrjfolder\Main Grid.ElmNet\ND0043.ElmLod | 0 | Network Model.IntPrjfolder\Network Data.IntPrjfolder\Main Grid.ElmNet | Network Model.IntPrjfolder\Network Data.IntPrjfolder\Main Grid.ElmNet\Bus87.ElmTerm\Cub_2.StaCubic | DEF | 0.00782 | 0.00484 | 0.0091966 | 0.85031 | 0 | 0.013274 | 1 | 1 | 0 | 3PH-'D' | 0 | 0 | 1746368126 | 0 | constq | 0 | 0 | 0 | 100 | ND0043 | ["Phase 1, phase 2, phase 3 will be estimated."] | 0 | 0 | 0 | 0 | 0 | 1 | 0 | 0 | 1970-01-01T00:00:00Z | 0 | 0.85031 | 1 | 0.85031 | 1 | 0.85031 | 1 | 0.85031 | Network Model.IntPrjfolder\Network Data.IntPrjfolder\Areas.IntArea\TAMBAK.ElmArea | Network Model.IntPrjfolder\Network Data.IntPrjfolder\Main Grid.ElmNet | Network Model.IntPrjfolder\Network Data.IntPrjfolder\Main Grid.ElmNet | 0 | 0 | 0 | 0 | 0 | 0 | 0 | 0 | 0 | 0 | 0 | 100 | 0 | MAN | 0 | 0 | 0 | 0 | 0 | 0 | 0 | 0.2 | 0.195 | 0.195 | 0.195 | 0.095 | 0.24 | 1 | 1746513893 | 0 | 0 | 0 | 0 | 0 | 1 | 0 | 0 | 0 | 0 | 0 | 0 | 0 | 0 | 0 | 0 | 0 | 0 | 0.013274 | 0 | 0.013274 | 0 | 0.013274 | 0 | 0.013274 | 0 | 0.013274 | 0 | 0.013274 | 0 | 0 | 0 | 0 | 0 | 1 | 4906547 | 0 | 0 | 0 | 0 | 0 | 0 | 0 | 0 | 0 | 4905050 | 0.00782 | 0 | 0.00782 | 0 | 0.00782 | 0 | 0.00782 | 0 | 0 | 0.00484 | 0 | 0.00484 | 0 | 0.00484 | 0 | 0.00484 | 0.01 | 99999 | 99999 | 0 | 0.04 | 0.1 | 0.1 | 1 | 0 | 1000 | 100 | 0 | 0 | 0 | 0 | 0 | 0 | 0 | 0.0091966 | 0 | 0.0091966 | 0 | 0.0091966 | 0 | 0.0091966 | 100 | 4294967294 | 0 | 1 | 1.05 | 0.95 | 0.1 | 99999 | 99999 | 99999 | 0.04 | 10 | 10 | 10 | 1
ND0044 | Network Model.IntPrjfolder\Network Data.IntPrjfolder\Main Grid.ElmNet\ND0044.ElmLod | 0 | Network Model.IntPrjfolder\Network Data.IntPrjfolder\Main Grid.ElmNet | Network Model.IntPrjfolder\Network Data.IntPrjfolder\Main Grid.ElmNet\Bus94.ElmTerm\Cub_2.StaCubic | DEF | 0.00872 | 0.00541 | 0.010262 | 0.84975 | 0 | 0.014812 | 1 | 1 | 0 | 3PH-'D' | 0 | 0 | 1746368376 | 0 | constq | 0 | 0 | 0 | 100 | ND0044 | ["Phase 1, phase 2, phase 3 will be estimated."] | 0 | 0 | 0 | 0 | 0 | 1 | 0 | 0 | 1970-01-01T00:00:00Z | 0 | 0.84975 | 1 | 0.84975 | 1 | 0.84975 | 1 | 0.84975 | Network Model.IntPrjfolder\Network Data.IntPrjfolder\Areas.IntArea\TAMBAK.ElmArea | Network Model.IntPrjfolder\Network Data.IntPrjfolder\Main Grid.ElmNet | Network Model.IntPrjfolder\Network Data.IntPrjfolder\Main Grid.ElmNet | 0 | 0 | 0 | 0 | 0 | 0 | 0 | 0 | 0 | 0 | 0 | 100 | 0 | MAN | 0 | 0 | 0 | 0 | 0 | 0 | 0 | 0.2 | 0.195 | 0.195 | 0.195 | 0.095 | 0.24 | 1 | 1746513893 | 0 | 0 | 0 | 0 | 0 | 1 | 0 | 0 | 0 | 0 | 0 | 0 | 0 | 0 | 0 | 0 | 0 | 0 | 0.014812 | 0 | 0.014812 | 0 | 0.014812 | 0 | 0.014812 | 0 | 0.014812 | 0 | 0.014812 | 0 | 0 | 0 | 0 | 0 | 1 | 4906591 | 0 | 0 | 0 | 0 | 0 | 0 | 0 | 0 | 0 | 4905050 | 0.00872 | 0 | 0.00872 | 0 | 0.00872 | 0 | 0.00872 | 0 | 0 | 0.00541 | 0 | 0.00541 | 0 | 0.00541 | 0 | 0.00541 | 0.01 | 99999 | 99999 | 0 | 0.04 | 0.1 | 0.1 | 1 | 0 | 1000 | 100 | 0 | 0 | 0 | 0 | 0 | 0 | 0 | 0.010262 | 0 | 0.010262 | 0 | 0.010262 | 0 | 0.010262 | 100 | 4294967294 | 0 | 1 | 1.05 | 0.95 | 0.1 | 99999 | 99999 | 99999 | 0.04 | 10 | 10 | 10 | 1
ND0045 | Network Model.IntPrjfolder\Network Data.IntPrjfolder\Main Grid.ElmNet\ND0045.ElmLod | 0 | Network Model.IntPrjfolder\Network Data.IntPrjfolder\Main Grid.ElmNet | Network Model.IntPrjfolder\Network Data.IntPrjfolder\Main Grid.ElmNet\Bus96.ElmTerm\Cub_2.StaCubic | DEF | 0.02435 | 0.015077 | 0.028639 | 0.85022 | 0 | 0.041337 | 1 | 1 | 0 | 3PH-'D' | 0 | 0 | 1746368569 | 0 | constq | 0 | 0 | 0 | 100 | ND0045 | ["Phase 1, phase 2, phase 3 will be estimated."] | 0 | 0 | 0 | 0 | 0 | 1 | 0 | 0 | 1970-01-01T00:00:00Z | 0 | 0.85022 | 1 | 0.85022 | 1 | 0.85022 | 1 | 0.85022 | Network Model.IntPrjfolder\Network Data.IntPrjfolder\Areas.IntArea\TAMBAK.ElmArea | Network Model.IntPrjfolder\Network Data.IntPrjfolder\Main Grid.ElmNet | Network Model.IntPrjfolder\Network Data.IntPrjfolder\Main Grid.ElmNet | 0 | 0 | 0 | 0 | 0 | 0 | 0 | 0 | 0 | 0 | 0 | 100 | 0 | MAN | 0 | 0 | 0 | 0 | 0 | 0 | 0 | 0.2 | 0.195 | 0.195 | 0.195 | 0.095 | 0.24 | 1 | 1746582128 | 0 | 0 | 0 | 0 | 0 | 1 | 0 | 0 | 0 | 0 | 0 | 0 | 0 | 0 | 0 | 0 | 0 | 0 | 0.041337 | 0 | 0.041337 | 0 | 0.041337 | 0 | 0.041337 | 0 | 0.041337 | 0 | 0.041337 | 0 | 0 | 0 | 0 | 0 | 1 | 4906618 | 0 | 0 | 0 | 0 | 0 | 0 | 0 | 0 | 0 | 4905050 | 0.02435 | 0 | 0.02435 | 0 | 0.02435 | 0 | 0.02435 | 0 | 0 | 0.015077 | 0 | 0.015077 | 0 | 0.015077 | 0 | 0.015077 | 0.01 | 99999 | 99999 | 0 | 0.04 | 0.1 | 0.1 | 1 | 0 | 1000 | 100 | 0 | 0 | 0 | 0 | 0 | 0 | 0 | 0.028639 | 0 | 0.028639 | 0 | 0.028639 | 0 | 0.028639 | 100 | 4294967294 | 0 | 1 | 1.05 | 0.95 | 0.1 | 99999 | 99999 | 99999 | 0.04 | 10 | 10 | 10 | 1
ND00104 | Network Model.IntPrjfolder\Network Data.IntPrjfolder\Main Grid.ElmNet\ND00104.ElmLod | 0 | Network Model.IntPrjfolder\Network Data.IntPrjfolder\Main Grid.ElmNet | Network Model.IntPrjfolder\Network Data.IntPrjfolder\Main Grid.ElmNet\Bus268.ElmTerm\Cub_2.StaCubic | DEF | 0.15887 | 0.09843 | 0.18689 | 0.85008 | 0 | 0.26976 | 1 | 1 | 0 | 3PH-'D' | 0 | 0 | 1746368717 | 0 | constq | 0 | 0 | 0 | 100 | ND00104 | ["Phase 1, phase 2, phase 3 will be estimated."] | 0 | 0 | 0 | 0 | 0 | 1 | 0 | 0 | 1970-01-01T00:00:00Z | 0 | 0.85008 | 1 | 0.85008 | 1 | 0.85008 | 1 | 0.85008 | Network Model.IntPrjfolder\Network Data.IntPrjfolder\Areas.IntArea\TAMBAK.ElmArea | Network Model.IntPrjfolder\Network Data.IntPrjfolder\Main Grid.ElmNet | Network Model.IntPrjfolder\Network Data.IntPrjfolder\Main Grid.ElmNet | 0 | 0 | 0 | 0 | 0 | 0 | 0 | 0 | 0 | 0 | 0 | 100 | 0 | MAN | 0 | 0 | 0 | 0 | 0 | 0 | 0 | 0.2 | 0.195 | 0.195 | 0.195 | 0.095 | 0.24 | 1 | 1746584296 | 0 | 0 | 0 | 0 | 0 | 1 | 0 | 0 | 0 | 0 | 0 | 0 | 0 | 0 | 0 | 0 | 0 | 0 | 0.26976 | 0 | 0.26976 | 0 | 0.26976 | 0 | 0.26976 | 0 | 0.26976 | 0 | 0.26976 | 0 | 0 | 0 | 0 | 0 | 1 | 4906651 | 0 | 0 | 0 | 0 | 0 | 0 | 0 | 0 | 0 | 4905050 | 0.15887 | 0 | 0.15887 | 0 | 0.15887 | 0 | 0.15887 | 0 | 0 | 0.09843 | 0 | 0.09843 | 0 | 0.09843 | 0 | 0.09843 | 0.01 | 99999 | 99999 | 0 | 0.04 | 0.1 | 0.1 | 1 | 0 | 1000 | 100 | 0 | 0 | 0 | 0 | 0 | 0 | 0 | 0.18689 | 0 | 0.18689 | 0 | 0.18689 | 0 | 0.18689 | 100 | 4294967294 | 0 | 1 | 1.05 | 0.95 | 0.1 | 99999 | 99999 | 99999 | 0.04 | 10 | 10 | 10 | 1
ND0046 | Network Model.IntPrjfolder\Network Data.IntPrjfolder\Main Grid.ElmNet\ND0046.ElmLod | 0 | Network Model.IntPrjfolder\Network Data.IntPrjfolder\Main Grid.ElmNet | Network Model.IntPrjfolder\Network Data.IntPrjfolder\Main Grid.ElmNet\Bus98.ElmTerm\Cub_2.StaCubic | DEF | 0.00484 | 0.003 | 0.0056943 | 0.84997 | 0 | 0.0082191 | 1 | 1 | 0 | 3PH-'D' | 0 | 0 | 1746368830 | 0 | constq | 0 | 0 | 0 | 100 | ND0046 | ["Phase 1, phase 2, phase 3 will be estimated."] | 0 | 0 | 0 | 0 | 0 | 1 | 0 | 0 | 1970-01-01T00:00:00Z | 0 | 0.84997 | 1 | 0.84997 | 1 | 0.84997 | 1 | 0.84997 | Network Model.IntPrjfolder\Network Data.IntPrjfolder\Areas.IntArea\TAMBAK.ElmArea | Network Model.IntPrjfolder\Network Data.IntPrjfolder\Main Grid.ElmNet | Network Model.IntPrjfolder\Network Data.IntPrjfolder\Main Grid.ElmNet | 0 | 0 | 0 | 0 | 0 | 0 | 0 | 0 | 0 | 0 | 0 | 100 | 0 | MAN | 0 | 0 | 0 | 0 | 0 | 0 | 0 | 0.2 | 0.195 | 0.195 | 0.195 | 0.095 | 0.24 | 1 | 1746513893 | 0 | 0 | 0 | 0 | 0 | 1 | 0 | 0 | 0 | 0 | 0 | 0 | 0 | 0 | 0 | 0 | 0 | 0 | 0.0082191 | 0 | 0.0082191 | 0 | 0.0082191 | 0 | 0.0082191 | 0 | 0.0082191 | 0 | 0.0082191 | 0 | 0 | 0 | 0 | 0 | 1 | 4906676 | 0 | 0 | 0 | 0 | 0 | 0 | 0 | 0 | 0 | 4905050 | 0.00484 | 0 | 0.00484 | 0 | 0.00484 | 0 | 0.00484 | 0 | 0 | 0.003 | 0 | 0.003 | 0 | 0.003 | 0 | 0.003 | 0.01 | 99999 | 99999 | 0 | 0.04 | 0.1 | 0.1 | 1 | 0 | 1000 | 100 | 0 | 0 | 0 | 0 | 0 | 0 | 0 | 0.0056943 | 0 | 0.0056943 | 0 | 0.0056943 | 0 | 0.0056943 | 100 | 4294967294 | 0 | 1 | 1.05 | 0.95 | 0.1 | 99999 | 99999 | 99999 | 0.04 | 10 | 10 | 10 | 1
ND0047 | Network Model.IntPrjfolder\Network Data.IntPrjfolder\Main Grid.ElmNet\ND0047.ElmLod | 0 | Network Model.IntPrjfolder\Network Data.IntPrjfolder\Main Grid.ElmNet | Network Model.IntPrjfolder\Network Data.IntPrjfolder\Main Grid.ElmNet\Bus100.ElmTerm\Cub_2.StaCubic | DEF | 0.10393 | 0.06448 | 0.12231 | 0.84974 | 0 | 0.17654 | 1 | 1 | 0 | 3PH-'D' | 0 | 0 | 1746368937 | 0 | constq | 0 | 0 | 0 | 100 | ND0047 | ["Phase 1, phase 2, phase 3 will be estimated."] | 0 | 0 | 0 | 0 | 0 | 1 | 0 | 0 | 1970-01-01T00:00:00Z | 0 | 0.84974 | 1 | 0.84974 | 1 | 0.84974 | 1 | 0.84974 | Network Model.IntPrjfolder\Network Data.IntPrjfolder\Areas.IntArea\TAMBAK.ElmArea | Network Model.IntPrjfolder\Network Data.IntPrjfolder\Main Grid.ElmNet | Network Model.IntPrjfolder\Network Data.IntPrjfolder\Main Grid.ElmNet | 0 | 0 | 0 | 0 | 0 | 0 | 0 | 0 | 0 | 0 | 0 | 100 | 0 | MAN | 0 | 0 | 0 | 0 | 0 | 0 | 0 | 0.2 | 0.195 | 0.195 | 0.195 | 0.095 | 0.24 | 1 | 1746582133 | 0 | 0 | 0 | 0 | 0 | 1 | 0 | 0 | 0 | 0 | 0 | 0 | 0 | 0 | 0 | 0 | 0 | 0 | 0.17654 | 0 | 0.17654 | 0 | 0.17654 | 0 | 0.17654 | 0 | 0.17654 | 0 | 0.17654 | 0 | 0 | 0 | 0 | 0 | 1 | 4906702 | 0 | 0 | 0 | 0 | 0 | 0 | 0 | 0 | 0 | 4905050 | 0.10393 | 0 | 0.10393 | 0 | 0.10393 | 0 | 0.10393 | 0 | 0 | 0.06448 | 0 | 0.06448 | 0 | 0.06448 | 0 | 0.06448 | 0.01 | 99999 | 99999 | 0 | 0.04 | 0.1 | 0.1 | 1 | 0 | 1000 | 100 | 0 | 0 | 0 | 0 | 0 | 0 | 0 | 0.12231 | 0 | 0.12231 | 0 | 0.12231 | 0 | 0.12231 | 100 | 4294967294 | 0 | 1 | 1.05 | 0.95 | 0.1 | 99999 | 99999 | 99999 | 0.04 | 10 | 10 | 10 | 1
ND0077 | Network Model.IntPrjfolder\Network Data.IntPrjfolder\Main Grid.ElmNet\ND0077.ElmLod | 0 | Network Model.IntPrjfolder\Network Data.IntPrjfolder\Main Grid.ElmNet | Network Model.IntPrjfolder\Network Data.IntPrjfolder\Main Grid.ElmNet\Bus104.ElmTerm\Cub_2.StaCubic | DEF | 0.013446 | 0.0083341 | 0.015819 | 0.84997 | 0 | 0.022833 | 1 | 1 | 0 | 3PH-'D' | 0 | 0 | 1746369454 | 0 | constq | 0 | 0 | 0 | 100 | ND0077 | ["Phase 1, phase 2, phase 3 will be estimated."] | 0 | 0 | 0 | 0 | 0 | 1 | 0 | 0 | 1970-01-01T00:00:00Z | 0 | 0.84997 | 1 | 0.84997 | 1 | 0.84997 | 1 | 0.84997 | Network Model.IntPrjfolder\Network Data.IntPrjfolder\Areas.IntArea\TAMBAK.ElmArea | Network Model.IntPrjfolder\Network Data.IntPrjfolder\Main Grid.ElmNet | Network Model.IntPrjfolder\Network Data.IntPrjfolder\Main Grid.ElmNet | 0 | 0 | 0 | 0 | 0 | 0 | 0 | 0 | 0 | 0 | 0 | 100 | 0 | MAN | 0 | 0 | 0 | 0 | 0 | 0 | 0 | 0.2 | 0.195 | 0.195 | 0.195 | 0.095 | 0.24 | 1 | 1746584279 | 0 | 0 | 0 | 0 | 0 | 1 | 0 | 0 | 0 | 0 | 0 | 0 | 0 | 0 | 0 | 0 | 0 | 0 | 0.022833 | 0 | 0.022833 | 0 | 0.022833 | 0 | 0.022833 | 0 | 0.022833 | 0 | 0.022833 | 0 | 0 | 0 | 0 | 0 | 1 | 4906799 | 0 | 0 | 0 | 0 | 0 | 0 | 0 | 0 | 0 | 4905050 | 0.013446 | 0 | 0.013446 | 0 | 0.013446 | 0 | 0.013446 | 0 | 0 | 0.0083341 | 0 | 0.0083341 | 0 | 0.0083341 | 0 | 0.0083341 | 0.01 | 99999 | 99999 | 0 | 0.04 | 0.1 | 0.1 | 1 | 0 | 1000 | 100 | 0 | 0 | 0 | 0 | 0 | 0 | 0 | 0.015819 | 0 | 0.015819 | 0 | 0.015819 | 0 | 0.015819 | 100 | 4294967294 | 0 | 1 | 1.05 | 0.95 | 0.1 | 99999 | 99999 | 99999 | 0.04 | 10 | 10 | 10 | 1
ND0082 | Network Model.IntPrjfolder\Network Data.IntPrjfolder\Main Grid.ElmNet\ND0082.ElmLod | 0 | Network Model.IntPrjfolder\Network Data.IntPrjfolder\Main Grid.ElmNet | Network Model.IntPrjfolder\Network Data.IntPrjfolder\Main Grid.ElmNet\Bus272.ElmTerm\Cub_2.StaCubic | DEF | 0.00137 | 0.00086 | 0.0016176 | 0.84695 | 0 | 0.0023347 | 1 | 1 | 0 | 3PH-'D' | 0 | 0 | 1746369454 | 0 | constq | 0 | 0 | 0 | 100 | ND0082 | ["Phase 1, phase 2, phase 3 will be estimated."] | 0 | 0 | 0 | 0 | 0 | 1 | 0 | 0 | 1970-01-01T00:00:00Z | 0 | 0.84695 | 1 | 0.84695 | 1 | 0.84695 | 1 | 0.84695 | Network Model.IntPrjfolder\Network Data.IntPrjfolder\Areas.IntArea\TAMBAK.ElmArea | Network Model.IntPrjfolder\Network Data.IntPrjfolder\Main Grid.ElmNet | Network Model.IntPrjfolder\Network Data.IntPrjfolder\Main Grid.ElmNet | 0 | 0 | 0 | 0 | 0 | 0 | 0 | 0 | 0 | 0 | 0 | 100 | 0 | MAN | 0 | 0 | 0 | 0 | 0 | 0 | 0 | 0.2 | 0.195 | 0.195 | 0.195 | 0.095 | 0.24 | 1 | 1746513893 | 0 | 0 | 0 | 0 | 0 | 1 | 0 | 0 | 0 | 0 | 0 | 0 | 0 | 0 | 0 | 0 | 0 | 0 | 0.0023347 | 0 | 0.0023347 | 0 | 0.0023347 | 0 | 0.0023347 | 0 | 0.0023347 | 0 | 0.0023347 | 0 | 0 | 0 | 0 | 0 | 1 | 4906803 | 0 | 0 | 0 | 0 | 0 | 0 | 0 | 0 | 0 | 4905050 | 0.00137 | 0 | 0.00137 | 0 | 0.00137 | 0 | 0.00137 | 0 | 0 | 0.00086 | 0 | 0.00086 | 0 | 0.00086 | 0 | 0.00086 | 0.01 | 99999 | 99999 | 0 | 0.04 | 0.1 | 0.1 | 1 | 0 | 1000 | 100 | 0 | 0 | 0 | 0 | 0 | 0 | 0 | 0.0016176 | 0 | 0.0016176 | 0 | 0.0016176 | 0 | 0.0016176 | 100 | 4294967294 | 0 | 1 | 1.05 | 0.95 | 0.1 | 99999 | 99999 | 99999 | 0.04 | 10 | 10 | 10 | 1
ND0048 | Network Model.IntPrjfolder\Network Data.IntPrjfolder\Main Grid.ElmNet\ND0048.ElmLod | 0 | Network Model.IntPrjfolder\Network Data.IntPrjfolder\Main Grid.ElmNet | Network Model.IntPrjfolder\Network Data.IntPrjfolder\Main Grid.ElmNet\Bus275.ElmTerm\Cub_2.StaCubic | DEF | 0.01328 | 0.00823 | 0.015623 | 0.85001 | 0 | 0.02255 | 1 | 1 | 0 | 3PH-'D' | 0 | 0 | 1746369455 | 0 | constq | 0 | 0 | 0 | 100 | ND0048 | ["Phase 1, phase 2, phase 3 will be estimated."] | 0 | 0 | 0 | 0 | 0 | 1 | 0 | 0 | 1970-01-01T00:00:00Z | 0 | 0.85001 | 1 | 0.85001 | 1 | 0.85001 | 1 | 0.85001 | Network Model.IntPrjfolder\Network Data.IntPrjfolder\Areas.IntArea\TAMBAK.ElmArea | Network Model.IntPrjfolder\Network Data.IntPrjfolder\Main Grid.ElmNet | Network Model.IntPrjfolder\Network Data.IntPrjfolder\Main Grid.ElmNet | 0 | 0 | 0 | 0 | 0 | 0 | 0 | 0 | 0 | 0 | 0 | 100 | 0 | MAN | 0 | 0 | 0 | 0 | 0 | 0 | 0 | 0.2 | 0.195 | 0.195 | 0.195 | 0.095 | 0.24 | 1 | 1746513893 | 0 | 0 | 0 | 0 | 0 | 1 | 0 | 0 | 0 | 0 | 0 | 0 | 0 | 0 | 0 | 0 | 0 | 0 | 0.02255 | 0 | 0.02255 | 0 | 0.02255 | 0 | 0.02255 | 0 | 0.02255 | 0 | 0.02255 | 0 | 0 | 0 | 0 | 0 | 1 | 4906807 | 0 | 0 | 0 | 0 | 0 | 0 | 0 | 0 | 0 | 4905050 | 0.01328 | 0 | 0.01328 | 0 | 0.01328 | 0 | 0.01328 | 0 | 0 | 0.00823 | 0 | 0.00823 | 0 | 0.00823 | 0 | 0.00823 | 0.01 | 99999 | 99999 | 0 | 0.04 | 0.1 | 0.1 | 1 | 0 | 1000 | 100 | 0 | 0 | 0 | 0 | 0 | 0 | 0 | 0.015623 | 0 | 0.015623 | 0 | 0.015623 | 0 | 0.015623 | 100 | 4294967294 | 0 | 1 | 1.05 | 0.95 | 0.1 | 99999 | 99999 | 99999 | 0.04 | 10 | 10 | 10 | 1
ND0097 | Network Model.IntPrjfolder\Network Data.IntPrjfolder\Main Grid.ElmNet\ND0097.ElmLod | 0 | Network Model.IntPrjfolder\Network Data.IntPrjfolder\Main Grid.ElmNet | Network Model.IntPrjfolder\Network Data.IntPrjfolder\Main Grid.ElmNet\Bus278.ElmTerm\Cub_2.StaCubic | DEF | 0.021446 | 0.013277 | 0.025223 | 0.85025 | 0 | 0.036406 | 1 | 1 | 0 | 3PH-'D' | 0 | 0 | 1746369456 | 0 | constq | 0 | 0 | 0 | 100 | ND0097 | ["Phase 1, phase 2, phase 3 will be estimated."] | 0 | 0 | 0 | 0 | 0 | 1 | 0 | 0 | 1970-01-01T00:00:00Z | 0 | 0.85025 | 1 | 0.85025 | 1 | 0.85025 | 1 | 0.85025 | Network Model.IntPrjfolder\Network Data.IntPrjfolder\Areas.IntArea\TAMBAK.ElmArea | Network Model.IntPrjfolder\Network Data.IntPrjfolder\Main Grid.ElmNet | Network Model.IntPrjfolder\Network Data.IntPrjfolder\Main Grid.ElmNet | 0 | 0 | 0 | 0 | 0 | 0 | 0 | 0 | 0 | 0 | 0 | 100 | 0 | MAN | 0 | 0 | 0 | 0 | 0 | 0 | 0 | 0.2 | 0.195 | 0.195 | 0.195 | 0.095 | 0.24 | 1 | 1746584287 | 0 | 0 | 0 | 0 | 0 | 1 | 0 | 0 | 0 | 0 | 0 | 0 | 0 | 0 | 0 | 0 | 0 | 0 | 0.036406 | 0 | 0.036406 | 0 | 0.036406 | 0 | 0.036406 | 0 | 0.036406 | 0 | 0.036406 | 0 | 0 | 0 | 0 | 0 | 1 | 4906811 | 0 | 0 | 0 | 0 | 0 | 0 | 0 | 0 | 0 | 4905050 | 0.021446 | 0 | 0.021446 | 0 | 0.021446 | 0 | 0.021446 | 0 | 0 | 0.013277 | 0 | 0.013277 | 0 | 0.013277 | 0 | 0.013277 | 0.01 | 99999 | 99999 | 0 | 0.04 | 0.1 | 0.1 | 1 | 0 | 1000 | 100 | 0 | 0 | 0 | 0 | 0 | 0 | 0 | 0.025223 | 0 | 0.025223 | 0 | 0.025223 | 0 | 0.025223 | 100 | 4294967294 | 0 | 1 | 1.05 | 0.95 | 0.1 | 99999 | 99999 | 99999 | 0.04 | 10 | 10 | 10 | 1
ND0049 | Network Model.IntPrjfolder\Network Data.IntPrjfolder\Main Grid.ElmNet\ND0049.ElmLod | 0 | Network Model.IntPrjfolder\Network Data.IntPrjfolder\Main Grid.ElmNet | Network Model.IntPrjfolder\Network Data.IntPrjfolder\Main Grid.ElmNet\Bus102.ElmTerm\Cub_2.StaCubic | DEF | 0.01607 | 0.00995 | 0.018901 | 0.85022 | 0 | 0.027281 | 1 | 1 | 0 | 3PH-'D' | 0 | 0 | 1746369610 | 0 | constq | 0 | 0 | 0 | 100 | ND0049 | ["Phase 1, phase 2, phase 3 will be estimated."] | 0 | 0 | 0 | 0 | 0 | 1 | 0 | 0 | 1970-01-01T00:00:00Z | 0 | 0.85022 | 1 | 0.85022 | 1 | 0.85022 | 1 | 0.85022 | Network Model.IntPrjfolder\Network Data.IntPrjfolder\Areas.IntArea\TAMBAK.ElmArea | Network Model.IntPrjfolder\Network Data.IntPrjfolder\Main Grid.ElmNet | Network Model.IntPrjfolder\Network Data.IntPrjfolder\Main Grid.ElmNet | 0 | 0 | 0 | 0 | 0 | 0 | 0 | 0 | 0 | 0 | 0 | 100 | 0 | MAN | 0 | 0 | 0 | 0 | 0 | 0 | 0 | 0.2 | 0.195 | 0.195 | 0.195 | 0.095 | 0.24 | 1 | 1746513893 | 0 | 0 | 0 | 0 | 0 | 1 | 0 | 0 | 0 | 0 | 0 | 0 | 0 | 0 | 0 | 0 | 0 | 0 | 0.027281 | 0 | 0.027281 | 0 | 0.027281 | 0 | 0.027281 | 0 | 0.027281 | 0 | 0.027281 | 0 | 0 | 0 | 0 | 0 | 1 | 4906840 | 0 | 0 | 0 | 0 | 0 | 0 | 0 | 0 | 0 | 4905050 | 0.01607 | 0 | 0.01607 | 0 | 0.01607 | 0 | 0.01607 | 0 | 0 | 0.00995 | 0 | 0.00995 | 0 | 0.00995 | 0 | 0.00995 | 0.01 | 99999 | 99999 | 0 | 0.04 | 0.1 | 0.1 | 1 | 0 | 1000 | 100 | 0 | 0 | 0 | 0 | 0 | 0 | 0 | 0.018901 | 0 | 0.018901 | 0 | 0.018901 | 0 | 0.018901 | 100 | 4294967294 | 0 | 1 | 1.05 | 0.95 | 0.1 | 99999 | 99999 | 99999 | 0.04 | 10 | 10 | 10 | 1
ND0050 | Network Model.IntPrjfolder\Network Data.IntPrjfolder\Main Grid.ElmNet\ND0050.ElmLod | 0 | Network Model.IntPrjfolder\Network Data.IntPrjfolder\Main Grid.ElmNet | Network Model.IntPrjfolder\Network Data.IntPrjfolder\Main Grid.ElmNet\Bus106.ElmTerm\Cub_2.StaCubic | DEF | 0.04431 | 0.02748 | 0.052139 | 0.84984 | 0 | 0.075257 | 1 | 1 | 0 | 3PH-'D' | 0 | 0 | 1746369811 | 0 | constq | 0 | 0 | 0 | 100 | ND0050 | ["Phase 1, phase 2, phase 3 will be estimated."] | 0 | 0 | 0 | 0 | 0 | 1 | 0 | 0 | 1970-01-01T00:00:00Z | 0 | 0.84984 | 1 | 0.84984 | 1 | 0.84984 | 1 | 0.84984 |  | Network Model.IntPrjfolder\Network Data.IntPrjfolder\Main Grid.ElmNet | Network Model.IntPrjfolder\Network Data.IntPrjfolder\Main Grid.ElmNet | 0 | 0 | 0 | 0 | 0 | 0 | 0 | 0 | 0 | 0 | 0 | 100 | 0 | MAN | 0 | 0 | 0 | 0 | 0 | 0 | 0 | 0.2 | 0.195 | 0.195 | 0.195 | 0.095 | 0.24 | 1 | 1746513893 | 0 | 0 | 0 | 0 | 0 | 1 | 0 | 0 | 0 | 0 | 0 | 0 | 0 | 0 | 0 | 0 | 0 | 0 | 0.075257 | 0 | 0.075257 | 0 | 0.075257 | 0 | 0.075257 | 0 | 0.075257 | 0 | 0.075257 | 0 | 0 | 0 | 0 | 0 | 1 | 4906885 | 0 | 0 | 0 | 0 | 0 | 0 | 0 | 0 | 0 | 4905050 | 0.04431 | 0 | 0.04431 | 0 | 0.04431 | 0 | 0.04431 | 0 | 0 | 0.02748 | 0 | 0.02748 | 0 | 0.02748 | 0 | 0.02748 | 0.01 | 99999 | 99999 | 0 | 0.04 | 0.1 | 0.1 | 1 | 0 | 1000 | 100 | 0 | 0 | 0 | 0 | 0 | 0 | 0 | 0.052139 | 0 | 0.052139 | 0 | 0.052139 | 0 | 0.052139 | 100 | 4294967294 | 0 | 1 | 1.05 | 0.95 | 0.1 | 99999 | 99999 | 99999 | 0.04 | 10 | 10 | 10 | 1
ND0051 | Network Model.IntPrjfolder\Network Data.IntPrjfolder\Main Grid.ElmNet\ND0051.ElmLod | 0 | Network Model.IntPrjfolder\Network Data.IntPrjfolder\Main Grid.ElmNet | Network Model.IntPrjfolder\Network Data.IntPrjfolder\Main Grid.ElmNet\Bus109.ElmTerm\Cub_2.StaCubic | DEF | 0.03873 | 0.02401 | 0.045569 | 0.84993 | 0 | 0.065773 | 1 | 1 | 0 | 3PH-'D' | 0 | 0 | 1746370055 | 0 | constq | 0 | 0 | 0 | 100 | ND0051 | ["Phase 1, phase 2, phase 3 will be estimated."] | 0 | 0 | 0 | 0 | 0 | 1 | 0 | 0 | 1970-01-01T00:00:00Z | 0 | 0.84993 | 1 | 0.84993 | 1 | 0.84993 | 1 | 0.84993 | Network Model.IntPrjfolder\Network Data.IntPrjfolder\Areas.IntArea\TAMBAK.ElmArea | Network Model.IntPrjfolder\Network Data.IntPrjfolder\Main Grid.ElmNet | Network Model.IntPrjfolder\Network Data.IntPrjfolder\Main Grid.ElmNet | 0 | 0 | 0 | 0 | 0 | 0 | 0 | 0 | 0 | 0 | 0 | 100 | 0 | MAN | 0 | 0 | 0 | 0 | 0 | 0 | 0 | 0.2 | 0.195 | 0.195 | 0.195 | 0.095 | 0.24 | 1 | 1746513893 | 0 | 0 | 0 | 0 | 0 | 1 | 0 | 0 | 0 | 0 | 0 | 0 | 0 | 0 | 0 | 0 | 0 | 0 | 0.065773 | 0 | 0.065773 | 0 | 0.065773 | 0 | 0.065773 | 0 | 0.065773 | 0 | 0.065773 | 0 | 0 | 0 | 0 | 0 | 1 | 4906911 | 0 | 0 | 0 | 0 | 0 | 0 | 0 | 0 | 0 | 4905050 | 0.03873 | 0 | 0.03873 | 0 | 0.03873 | 0 | 0.03873 | 0 | 0 | 0.02401 | 0 | 0.02401 | 0 | 0.02401 | 0 | 0.02401 | 0.01 | 99999 | 99999 | 0 | 0.04 | 0.1 | 0.1 | 1 | 0 | 1000 | 100 | 0 | 0 | 0 | 0 | 0 | 0 | 0 | 0.045569 | 0 | 0.045569 | 0 | 0.045569 | 0 | 0.045569 | 100 | 4294967294 | 0 | 1 | 1.05 | 0.95 | 0.1 | 99999 | 99999 | 99999 | 0.04 | 10 | 10 | 10 | 1
ND0081 | Network Model.IntPrjfolder\Network Data.IntPrjfolder\Main Grid.ElmNet\ND0081.ElmLod | 0 | Network Model.IntPrjfolder\Network Data.IntPrjfolder\Main Grid.ElmNet | Network Model.IntPrjfolder\Network Data.IntPrjfolder\Main Grid.ElmNet\Bus111.ElmTerm\Cub_2.StaCubic | DEF | 0.016234 | 0.010059 | 0.019098 | 0.85004 | 0 | 0.027566 | 1 | 1 | 0 | 3PH-'D' | 0 | 0 | 1746370159 | 0 | constq | 0 | 0 | 0 | 100 | ND0081 | ["Phase 1, phase 2, phase 3 will be estimated."] | 0 | 0 | 0 | 0 | 0 | 1 | 0 | 0 | 1970-01-01T00:00:00Z | 0 | 0.85004 | 1 | 0.85004 | 1 | 0.85004 | 1 | 0.85004 | Network Model.IntPrjfolder\Network Data.IntPrjfolder\Areas.IntArea\TAMBAK.ElmArea | Network Model.IntPrjfolder\Network Data.IntPrjfolder\Main Grid.ElmNet | Network Model.IntPrjfolder\Network Data.IntPrjfolder\Main Grid.ElmNet | 0 | 0 | 0 | 0 | 0 | 0 | 0 | 0 | 0 | 0 | 0 | 100 | 0 | MAN | 0 | 0 | 0 | 0 | 0 | 0 | 0 | 0.2 | 0.195 | 0.195 | 0.195 | 0.095 | 0.24 | 1 | 1746582144 | 0 | 0 | 0 | 0 | 0 | 1 | 0 | 0 | 0 | 0 | 0 | 0 | 0 | 0 | 0 | 0 | 0 | 0 | 0.027566 | 0 | 0.027566 | 0 | 0.027566 | 0 | 0.027566 | 0 | 0.027566 | 0 | 0.027566 | 0 | 0 | 0 | 0 | 0 | 1 | 4906946 | 0 | 0 | 0 | 0 | 0 | 0 | 0 | 0 | 0 | 4905050 | 0.016234 | 0 | 0.016234 | 0 | 0.016234 | 0 | 0.016234 | 0 | 0 | 0.010059 | 0 | 0.010059 | 0 | 0.010059 | 0 | 0.010059 | 0.01 | 99999 | 99999 | 0 | 0.04 | 0.1 | 0.1 | 1 | 0 | 1000 | 100 | 0 | 0 | 0 | 0 | 0 | 0 | 0 | 0.019098 | 0 | 0.019098 | 0 | 0.019098 | 0 | 0.019098 | 100 | 4294967294 | 0 | 1 | 1.05 | 0.95 | 0.1 | 99999 | 99999 | 99999 | 0.04 | 10 | 10 | 10 | 1
ND0086 | Network Model.IntPrjfolder\Network Data.IntPrjfolder\Main Grid.ElmNet\ND0086.ElmLod | 0 | Network Model.IntPrjfolder\Network Data.IntPrjfolder\Main Grid.ElmNet | Network Model.IntPrjfolder\Network Data.IntPrjfolder\Main Grid.ElmNet\Bus283.ElmTerm\Cub_2.StaCubic | DEF | 0.026394 | 0.016352 | 0.031049 | 0.85007 | 0 | 0.044815 | 1 | 1 | 0 | 3PH-'D' | 0 | 0 | 1746370266 | 0 | constq | 0 | 0 | 0 | 100 | ND0086 | ["Phase 1, phase 2, phase 3 will be estimated."] | 0 | 0 | 0 | 0 | 0 | 1 | 0 | 0 | 1970-01-01T00:00:00Z | 0 | 0.85007 | 1 | 0.85007 | 1 | 0.85007 | 1 | 0.85007 | Network Model.IntPrjfolder\Network Data.IntPrjfolder\Areas.IntArea\TAMBAK.ElmArea | Network Model.IntPrjfolder\Network Data.IntPrjfolder\Main Grid.ElmNet | Network Model.IntPrjfolder\Network Data.IntPrjfolder\Main Grid.ElmNet | 0 | 0 | 0 | 0 | 0 | 0 | 0 | 0 | 0 | 0 | 0 | 100 | 0 | MAN | 0 | 0 | 0 | 0 | 0 | 0 | 0 | 0.2 | 0.195 | 0.195 | 0.195 | 0.095 | 0.24 | 1 | 1746582152 | 0 | 0 | 0 | 0 | 0 | 1 | 0 | 0 | 0 | 0 | 0 | 0 | 0 | 0 | 0 | 0 | 0 | 0 | 0.044815 | 0 | 0.044815 | 0 | 0.044815 | 0 | 0.044815 | 0 | 0.044815 | 0 | 0.044815 | 0 | 0 | 0 | 0 | 0 | 1 | 4906975 | 0 | 0 | 0 | 0 | 0 | 0 | 0 | 0 | 0 | 4905050 | 0.026394 | 0 | 0.026394 | 0 | 0.026394 | 0 | 0.026394 | 0 | 0 | 0.016352 | 0 | 0.016352 | 0 | 0.016352 | 0 | 0.016352 | 0.01 | 99999 | 99999 | 0 | 0.04 | 0.1 | 0.1 | 1 | 0 | 1000 | 100 | 0 | 0 | 0 | 0 | 0 | 0 | 0 | 0.031049 | 0 | 0.031049 | 0 | 0.031049 | 0 | 0.031049 | 100 | 4294967294 | 0 | 1 | 1.05 | 0.95 | 0.1 | 99999 | 99999 | 99999 | 0.04 | 10 | 10 | 10 | 1
ND0052 | Network Model.IntPrjfolder\Network Data.IntPrjfolder\Main Grid.ElmNet\ND0052.ElmLod | 0 | Network Model.IntPrjfolder\Network Data.IntPrjfolder\Main Grid.ElmNet | Network Model.IntPrjfolder\Network Data.IntPrjfolder\Main Grid.ElmNet\Bus285.ElmTerm\Cub_2.StaCubic | DEF | 0.02136 | 0.01323 | 0.025125 | 0.85014 | 0 | 0.036265 | 1 | 1 | 0 | 3PH-'D' | 0 | 0 | 1746370266 | 0 | constq | 0 | 0 | 0 | 100 | ND0052 | ["Phase 1, phase 2, phase 3 will be estimated."] | 0 | 0 | 0 | 0 | 0 | 1 | 0 | 0 | 1970-01-01T00:00:00Z | 0 | 0.85014 | 1 | 0.85014 | 1 | 0.85014 | 1 | 0.85014 | Network Model.IntPrjfolder\Network Data.IntPrjfolder\Areas.IntArea\TAMBAK.ElmArea | Network Model.IntPrjfolder\Network Data.IntPrjfolder\Main Grid.ElmNet | Network Model.IntPrjfolder\Network Data.IntPrjfolder\Main Grid.ElmNet | 0 | 0 | 0 | 0 | 0 | 0 | 0 | 0 | 0 | 0 | 0 | 100 | 0 | MAN | 0 | 0 | 0 | 0 | 0 | 0 | 0 | 0.2 | 0.195 | 0.195 | 0.195 | 0.095 | 0.24 | 1 | 1746513893 | 0 | 0 | 0 | 0 | 0 | 1 | 0 | 0 | 0 | 0 | 0 | 0 | 0 | 0 | 0 | 0 | 0 | 0 | 0.036265 | 0 | 0.036265 | 0 | 0.036265 | 0 | 0.036265 | 0 | 0.036265 | 0 | 0.036265 | 0 | 0 | 0 | 0 | 0 | 1 | 4906979 | 0 | 0 | 0 | 0 | 0 | 0 | 0 | 0 | 0 | 4905050 | 0.02136 | 0 | 0.02136 | 0 | 0.02136 | 0 | 0.02136 | 0 | 0 | 0.01323 | 0 | 0.01323 | 0 | 0.01323 | 0 | 0.01323 | 0.01 | 99999 | 99999 | 0 | 0.04 | 0.1 | 0.1 | 1 | 0 | 1000 | 100 | 0 | 0 | 0 | 0 | 0 | 0 | 0 | 0.025125 | 0 | 0.025125 | 0 | 0.025125 | 0 | 0.025125 | 100 | 4294967294 | 0 | 1 | 1.05 | 0.95 | 0.1 | 99999 | 99999 | 99999 | 0.04 | 10 | 10 | 10 | 1
ND0053 | Network Model.IntPrjfolder\Network Data.IntPrjfolder\Main Grid.ElmNet\ND0053.ElmLod | 0 | Network Model.IntPrjfolder\Network Data.IntPrjfolder\Main Grid.ElmNet | Network Model.IntPrjfolder\Network Data.IntPrjfolder\Main Grid.ElmNet\Bus114.ElmTerm\Cub_2.StaCubic | DEF | 0.01177 | 0.00729 | 0.013845 | 0.85014 | 0 | 0.019983 | 1 | 1 | 0 | 3PH-'D' | 0 | 0 | 1746370589 | 0 | constq | 0 | 0 | 0 | 100 | ND0053 | ["Phase 1, phase 2, phase 3 will be estimated."] | 0 | 0 | 0 | 0 | 0 | 1 | 0 | 0 | 1970-01-01T00:00:00Z | 0 | 0.85014 | 1 | 0.85014 | 1 | 0.85014 | 1 | 0.85014 | Network Model.IntPrjfolder\Network Data.IntPrjfolder\Areas.IntArea\TAMBAK.ElmArea | Network Model.IntPrjfolder\Network Data.IntPrjfolder\Main Grid.ElmNet | Network Model.IntPrjfolder\Network Data.IntPrjfolder\Main Grid.ElmNet | 0 | 0 | 0 | 0 | 0 | 0 | 0 | 0 | 0 | 0 | 0 | 100 | 0 | MAN | 0 | 0 | 0 | 0 | 0 | 0 | 0 | 0.2 | 0.195 | 0.195 | 0.195 | 0.095 | 0.24 | 1 | 1746513893 | 0 | 0 | 0 | 0 | 0 | 1 | 0 | 0 | 0 | 0 | 0 | 0 | 0 | 0 | 0 | 0 | 0 | 0 | 0.019983 | 0 | 0.019983 | 0 | 0.019983 | 0 | 0.019983 | 0 | 0.019983 | 0 | 0.019983 | 0 | 0 | 0 | 0 | 0 | 1 | 4907054 | 0 | 0 | 0 | 0 | 0 | 0 | 0 | 0 | 0 | 4905050 | 0.01177 | 0 | 0.01177 | 0 | 0.01177 | 0 | 0.01177 | 0 | 0 | 0.00729 | 0 | 0.00729 | 0 | 0.00729 | 0 | 0.00729 | 0.01 | 99999 | 99999 | 0 | 0.04 | 0.1 | 0.1 | 1 | 0 | 1000 | 100 | 0 | 0 | 0 | 0 | 0 | 0 | 0 | 0.013845 | 0 | 0.013845 | 0 | 0.013845 | 0 | 0.013845 | 100 | 4294967294 | 0 | 1 | 1.05 | 0.95 | 0.1 | 99999 | 99999 | 99999 | 0.04 | 10 | 10 | 10 | 1
ND0099 | Network Model.IntPrjfolder\Network Data.IntPrjfolder\Main Grid.ElmNet\ND0099.ElmLod | 0 | Network Model.IntPrjfolder\Network Data.IntPrjfolder\Main Grid.ElmNet | Network Model.IntPrjfolder\Network Data.IntPrjfolder\Main Grid.ElmNet\Bus118.ElmTerm\Cub_2.StaCubic | DEF | 0.00422 | 0.00262 | 0.0049672 | 0.84958 | 0 | 0.0071695 | 1 | 1 | 0 | 3PH-'D' | 0 | 0 | 1746370724 | 0 | constq | 0 | 0 | 0 | 100 | ND0099 | ["Phase 1, phase 2, phase 3 will be estimated."] | 0 | 0 | 0 | 0 | 0 | 1 | 0 | 0 | 1970-01-01T00:00:00Z | 0 | 0.84958 | 1 | 0.84958 | 1 | 0.84958 | 1 | 0.84958 | Network Model.IntPrjfolder\Network Data.IntPrjfolder\Areas.IntArea\TAMBAK.ElmArea | Network Model.IntPrjfolder\Network Data.IntPrjfolder\Main Grid.ElmNet | Network Model.IntPrjfolder\Network Data.IntPrjfolder\Main Grid.ElmNet | 0 | 0 | 0 | 0 | 0 | 0 | 0 | 0 | 0 | 0 | 0 | 100 | 0 | MAN | 0 | 0 | 0 | 0 | 0 | 0 | 0 | 0.2 | 0.195 | 0.195 | 0.195 | 0.095 | 0.24 | 1 | 1746513893 | 0 | 0 | 0 | 0 | 0 | 1 | 0 | 0 | 0 | 0 | 0 | 0 | 0 | 0 | 0 | 0 | 0 | 0 | 0.0071695 | 0 | 0.0071695 | 0 | 0.0071695 | 0 | 0.0071695 | 0 | 0.0071695 | 0 | 0.0071695 | 0 | 0 | 0 | 0 | 0 | 1 | 4907089 | 0 | 0 | 0 | 0 | 0 | 0 | 0 | 0 | 0 | 4905050 | 0.00422 | 0 | 0.00422 | 0 | 0.00422 | 0 | 0.00422 | 0 | 0 | 0.00262 | 0 | 0.00262 | 0 | 0.00262 | 0 | 0.00262 | 0.01 | 99999 | 99999 | 0 | 0.04 | 0.1 | 0.1 | 1 | 0 | 1000 | 100 | 0 | 0 | 0 | 0 | 0 | 0 | 0 | 0.0049672 | 0 | 0.0049672 | 0 | 0.0049672 | 0 | 0.0049672 | 100 | 4294967294 | 0 | 1 | 1.05 | 0.95 | 0.1 | 99999 | 99999 | 99999 | 0.04 | 10 | 10 | 10 | 1
ND0054 | Network Model.IntPrjfolder\Network Data.IntPrjfolder\Main Grid.ElmNet\ND0054.ElmLod | 0 | Network Model.IntPrjfolder\Network Data.IntPrjfolder\Main Grid.ElmNet | Network Model.IntPrjfolder\Network Data.IntPrjfolder\Main Grid.ElmNet\Bus116.ElmTerm\Cub_1.StaCubic | DEF | 0.00946 | 0.00586 | 0.011128 | 0.85011 | 0 | 0.016062 | 1 | 1 | 0 | 3PH-'D' | 0 | 0 | 1746370824 | 0 | constq | 0 | 0 | 0 | 100 | ND0054 | ["Phase 1, phase 2, phase 3 will be estimated."] | 0 | 0 | 0 | 0 | 0 | 1 | 0 | 0 | 1970-01-01T00:00:00Z | 0 | 0.85011 | 1 | 0.85011 | 1 | 0.85011 | 1 | 0.85011 | Network Model.IntPrjfolder\Network Data.IntPrjfolder\Areas.IntArea\TAMBAK.ElmArea | Network Model.IntPrjfolder\Network Data.IntPrjfolder\Main Grid.ElmNet | Network Model.IntPrjfolder\Network Data.IntPrjfolder\Main Grid.ElmNet | 0 | 0 | 0 | 0 | 0 | 0 | 0 | 0 | 0 | 0 | 0 | 100 | 0 | MAN | 0 | 0 | 0 | 0 | 0 | 0 | 0 | 0.2 | 0.195 | 0.195 | 0.195 | 0.095 | 0.24 | 1 | 1746513893 | 0 | 0 | 0 | 0 | 0 | 1 | 0 | 0 | 0 | 0 | 0 | 0 | 0 | 0 | 0 | 0 | 0 | 0 | 0.016062 | 0 | 0.016062 | 0 | 0.016062 | 0 | 0.016062 | 0 | 0.016062 | 0 | 0.016062 | 0 | 0 | 0 | 0 | 0 | 1 | 4907106 | 0 | 0 | 0 | 0 | 0 | 0 | 0 | 0 | 0 | 4905050 | 0.00946 | 0 | 0.00946 | 0 | 0.00946 | 0 | 0.00946 | 0 | 0 | 0.00586 | 0 | 0.00586 | 0 | 0.00586 | 0 | 0.00586 | 0.01 | 99999 | 99999 | 0 | 0.04 | 0.1 | 0.1 | 1 | 0 | 1000 | 100 | 0 | 0 | 0 | 0 | 0 | 0 | 0 | 0.011128 | 0 | 0.011128 | 0 | 0.011128 | 0 | 0.011128 | 100 | 4294967294 | 0 | 1 | 1.05 | 0.95 | 0.1 | 99999 | 99999 | 99999 | 0.04 | 10 | 10 | 10 | 1
ND0055 | Network Model.IntPrjfolder\Network Data.IntPrjfolder\Main Grid.ElmNet\ND0055.ElmLod | 0 | Network Model.IntPrjfolder\Network Data.IntPrjfolder\Main Grid.ElmNet | Network Model.IntPrjfolder\Network Data.IntPrjfolder\Main Grid.ElmNet\Bus291.ElmTerm\Cub_2.StaCubic | DEF | 0.0126 | 0.00781 | 0.014824 | 0.84996 | 0 | 0.021397 | 1 | 1 | 0 | 3PH-'D' | 0 | 0 | 1746370914 | 0 | constq | 0 | 0 | 0 | 100 | ND0055 | ["Phase 1, phase 2, phase 3 will be estimated."] | 0 | 0 | 0 | 0 | 0 | 1 | 0 | 0 | 1970-01-01T00:00:00Z | 0 | 0.84996 | 1 | 0.84996 | 1 | 0.84996 | 1 | 0.84996 | Network Model.IntPrjfolder\Network Data.IntPrjfolder\Areas.IntArea\TAMBAK.ElmArea | Network Model.IntPrjfolder\Network Data.IntPrjfolder\Main Grid.ElmNet | Network Model.IntPrjfolder\Network Data.IntPrjfolder\Main Grid.ElmNet | 0 | 0 | 0 | 0 | 0 | 0 | 0 | 0 | 0 | 0 | 0 | 100 | 0 | MAN | 0 | 0 | 0 | 0 | 0 | 0 | 0 | 0.2 | 0.195 | 0.195 | 0.195 | 0.095 | 0.24 | 1 | 1746513893 | 0 | 0 | 0 | 0 | 0 | 1 | 0 | 0 | 0 | 0 | 0 | 0 | 0 | 0 | 0 | 0 | 0 | 0 | 0.021397 | 0 | 0.021397 | 0 | 0.021397 | 0 | 0.021397 | 0 | 0.021397 | 0 | 0.021397 | 0 | 0 | 0 | 0 | 0 | 1 | 4907138 | 0 | 0 | 0 | 0 | 0 | 0 | 0 | 0 | 0 | 4905050 | 0.0126 | 0 | 0.0126 | 0 | 0.0126 | 0 | 0.0126 | 0 | 0 | 0.00781 | 0 | 0.00781 | 0 | 0.00781 | 0 | 0.00781 | 0.01 | 99999 | 99999 | 0 | 0.04 | 0.1 | 0.1 | 1 | 0 | 1000 | 100 | 0 | 0 | 0 | 0 | 0 | 0 | 0 | 0.014824 | 0 | 0.014824 | 0 | 0.014824 | 0 | 0.014824 | 100 | 4294967294 | 0 | 1 | 1.05 | 0.95 | 0.1 | 99999 | 99999 | 99999 | 0.04 | 10 | 10 | 10 | 1
ND0057 | Network Model.IntPrjfolder\Network Data.IntPrjfolder\Main Grid.ElmNet\ND0057.ElmLod | 0 | Network Model.IntPrjfolder\Network Data.IntPrjfolder\Main Grid.ElmNet | Network Model.IntPrjfolder\Network Data.IntPrjfolder\Main Grid.ElmNet\Bus120.ElmTerm\Cub_2.StaCubic | DEF | 0.01845 | 0.01144 | 0.021709 | 0.84988 | 0 | 0.031334 | 1 | 1 | 0 | 3PH-'D' | 0 | 0 | 1746370977 | 0 | constq | 0 | 0 | 0 | 100 | ND0057 | ["Phase 1, phase 2, phase 3 will be estimated."] | 0 | 0 | 0 | 0 | 0 | 1 | 0 | 0 | 1970-01-01T00:00:00Z | 0 | 0.84988 | 1 | 0.84988 | 1 | 0.84988 | 1 | 0.84988 | Network Model.IntPrjfolder\Network Data.IntPrjfolder\Areas.IntArea\TAMBAK.ElmArea | Network Model.IntPrjfolder\Network Data.IntPrjfolder\Main Grid.ElmNet | Network Model.IntPrjfolder\Network Data.IntPrjfolder\Main Grid.ElmNet | 0 | 0 | 0 | 0 | 0 | 0 | 0 | 0 | 0 | 0 | 0 | 100 | 0 | MAN | 0 | 0 | 0 | 0 | 0 | 0 | 0 | 0.2 | 0.195 | 0.195 | 0.195 | 0.095 | 0.24 | 1 | 1746513893 | 0 | 0 | 0 | 0 | 0 | 1 | 0 | 0 | 0 | 0 | 0 | 0 | 0 | 0 | 0 | 0 | 0 | 0 | 0.031334 | 0 | 0.031334 | 0 | 0.031334 | 0 | 0.031334 | 0 | 0.031334 | 0 | 0.031334 | 0 | 0 | 0 | 0 | 0 | 1 | 4907164 | 0 | 0 | 0 | 0 | 0 | 0 | 0 | 0 | 0 | 4905050 | 0.01845 | 0 | 0.01845 | 0 | 0.01845 | 0 | 0.01845 | 0 | 0 | 0.01144 | 0 | 0.01144 | 0 | 0.01144 | 0 | 0.01144 | 0.01 | 99999 | 99999 | 0 | 0.04 | 0.1 | 0.1 | 1 | 0 | 1000 | 100 | 0 | 0 | 0 | 0 | 0 | 0 | 0 | 0.021709 | 0 | 0.021709 | 0 | 0.021709 | 0 | 0.021709 | 100 | 4294967294 | 0 | 1 | 1.05 | 0.95 | 0.1 | 99999 | 99999 | 99999 | 0.04 | 10 | 10 | 10 | 1
ND0056 | Network Model.IntPrjfolder\Network Data.IntPrjfolder\Main Grid.ElmNet\ND0056.ElmLod | 0 | Network Model.IntPrjfolder\Network Data.IntPrjfolder\Main Grid.ElmNet | Network Model.IntPrjfolder\Network Data.IntPrjfolder\Main Grid.ElmNet\Bus293.ElmTerm\Cub_2.StaCubic | DEF | 0.0138 | 0.00856 | 0.016239 | 0.84979 | 0 | 0.023439 | 1 | 1 | 0 | 3PH-'D' | 0 | 0 | 1746371087 | 0 | constq | 0 | 0 | 0 | 100 | ND0056 | ["Phase 1, phase 2, phase 3 will be estimated."] | 0 | 0 | 0 | 0 | 0 | 1 | 0 | 0 | 1970-01-01T00:00:00Z | 0 | 0.84979 | 1 | 0.84979 | 1 | 0.84979 | 1 | 0.84979 | Network Model.IntPrjfolder\Network Data.IntPrjfolder\Areas.IntArea\TAMBAK.ElmArea | Network Model.IntPrjfolder\Network Data.IntPrjfolder\Main Grid.ElmNet | Network Model.IntPrjfolder\Network Data.IntPrjfolder\Main Grid.ElmNet | 0 | 0 | 0 | 0 | 0 | 0 | 0 | 0 | 0 | 0 | 0 | 100 | 0 | MAN | 0 | 0 | 0 | 0 | 0 | 0 | 0 | 0.2 | 0.195 | 0.195 | 0.195 | 0.095 | 0.24 | 1 | 1746513893 | 0 | 0 | 0 | 0 | 0 | 1 | 0 | 0 | 0 | 0 | 0 | 0 | 0 | 0 | 0 | 0 | 0 | 0 | 0.023439 | 0 | 0.023439 | 0 | 0.023439 | 0 | 0.023439 | 0 | 0.023439 | 0 | 0.023439 | 0 | 0 | 0 | 0 | 0 | 1 | 4907210 | 0 | 0 | 0 | 0 | 0 | 0 | 0 | 0 | 0 | 4905050 | 0.0138 | 0 | 0.0138 | 0 | 0.0138 | 0 | 0.0138 | 0 | 0 | 0.00856 | 0 | 0.00856 | 0 | 0.00856 | 0 | 0.00856 | 0.01 | 99999 | 99999 | 0 | 0.04 | 0.1 | 0.1 | 1 | 0 | 1000 | 100 | 0 | 0 | 0 | 0 | 0 | 0 | 0 | 0.016239 | 0 | 0.016239 | 0 | 0.016239 | 0 | 0.016239 | 100 | 4294967294 | 0 | 1 | 1.05 | 0.95 | 0.1 | 99999 | 99999 | 99999 | 0.04 | 10 | 10 | 10 | 1
ND0098 | Network Model.IntPrjfolder\Network Data.IntPrjfolder\Main Grid.ElmNet\ND0098.ElmLod | 0 | Network Model.IntPrjfolder\Network Data.IntPrjfolder\Main Grid.ElmNet | Network Model.IntPrjfolder\Network Data.IntPrjfolder\Main Grid.ElmNet\Bus297.ElmTerm\Cub_2.StaCubic | DEF | 0.00497 | 0.00308 | 0.005847 | 0.85001 | 0 | 0.0084394 | 1 | 1 | 0 | 3PH-'D' | 0 | 0 | 1746371088 | 0 | constq | 0 | 0 | 0 | 100 | ND0098 | ["Phase 1, phase 2, phase 3 will be estimated."] | 0 | 0 | 0 | 0 | 0 | 1 | 0 | 0 | 1970-01-01T00:00:00Z | 0 | 0.85001 | 1 | 0.85001 | 1 | 0.85001 | 1 | 0.85001 | Network Model.IntPrjfolder\Network Data.IntPrjfolder\Areas.IntArea\TAMBAK.ElmArea | Network Model.IntPrjfolder\Network Data.IntPrjfolder\Main Grid.ElmNet | Network Model.IntPrjfolder\Network Data.IntPrjfolder\Main Grid.ElmNet | 0 | 0 | 0 | 0 | 0 | 0 | 0 | 0 | 0 | 0 | 0 | 100 | 0 | MAN | 0 | 0 | 0 | 0 | 0 | 0 | 0 | 0.2 | 0.195 | 0.195 | 0.195 | 0.095 | 0.24 | 1 | 1746513893 | 0 | 0 | 0 | 0 | 0 | 1 | 0 | 0 | 0 | 0 | 0 | 0 | 0 | 0 | 0 | 0 | 0 | 0 | 0.0084394 | 0 | 0.0084394 | 0 | 0.0084394 | 0 | 0.0084394 | 0 | 0.0084394 | 0 | 0.0084394 | 0 | 0 | 0 | 0 | 0 | 1 | 4907214 | 0 | 0 | 0 | 0 | 0 | 0 | 0 | 0 | 0 | 4905050 | 0.00497 | 0 | 0.00497 | 0 | 0.00497 | 0 | 0.00497 | 0 | 0 | 0.00308 | 0 | 0.00308 | 0 | 0.00308 | 0 | 0.00308 | 0.01 | 99999 | 99999 | 0 | 0.04 | 0.1 | 0.1 | 1 | 0 | 1000 | 100 | 0 | 0 | 0 | 0 | 0 | 0 | 0 | 0.005847 | 0 | 0.005847 | 0 | 0.005847 | 0 | 0.005847 | 100 | 4294967294 | 0 | 1 | 1.05 | 0.95 | 0.1 | 99999 | 99999 | 99999 | 0.04 | 10 | 10 | 10 | 1
ND0058 | Network Model.IntPrjfolder\Network Data.IntPrjfolder\Main Grid.ElmNet\ND0058.ElmLod | 0 | Network Model.IntPrjfolder\Network Data.IntPrjfolder\Main Grid.ElmNet | Network Model.IntPrjfolder\Network Data.IntPrjfolder\Main Grid.ElmNet\Bus123.ElmTerm\Cub_2.StaCubic | DEF | 0.06382 | 0.03955 | 0.075081 | 0.85001 | 0 | 0.10837 | 1 | 1 | 0 | 3PH-'D' | 0 | 0 | 1746371271 | 0 | constq | 0 | 0 | 0 | 100 | ND0058 | ["Phase 1, phase 2, phase 3 will be estimated."] | 0 | 0 | 0 | 0 | 0 | 1 | 0 | 0 | 1970-01-01T00:00:00Z | 0 | 0.85001 | 1 | 0.85001 | 1 | 0.85001 | 1 | 0.85001 | Network Model.IntPrjfolder\Network Data.IntPrjfolder\Areas.IntArea\TAMBAK.ElmArea | Network Model.IntPrjfolder\Network Data.IntPrjfolder\Main Grid.ElmNet | Network Model.IntPrjfolder\Network Data.IntPrjfolder\Main Grid.ElmNet | 0 | 0 | 0 | 0 | 0 | 0 | 0 | 0 | 0 | 0 | 0 | 100 | 0 | MAN | 0 | 0 | 0 | 0 | 0 | 0 | 0 | 0.2 | 0.195 | 0.195 | 0.195 | 0.095 | 0.24 | 1 | 1746513893 | 0 | 0 | 0 | 0 | 0 | 1 | 0 | 0 | 0 | 0 | 0 | 0 | 0 | 0 | 0 | 0 | 0 | 0 | 0.10837 | 0 | 0.10837 | 0 | 0.10837 | 0 | 0.10837 | 0 | 0.10837 | 0 | 0.10837 | 0 | 0 | 0 | 0 | 0 | 1 | 4907262 | 0 | 0 | 0 | 0 | 0 | 0 | 0 | 0 | 0 | 4905050 | 0.06382 | 0 | 0.06382 | 0 | 0.06382 | 0 | 0.06382 | 0 | 0 | 0.03955 | 0 | 0.03955 | 0 | 0.03955 | 0 | 0.03955 | 0.01 | 99999 | 99999 | 0 | 0.04 | 0.1 | 0.1 | 1 | 0 | 1000 | 100 | 0 | 0 | 0 | 0 | 0 | 0 | 0 | 0.075081 | 0 | 0.075081 | 0 | 0.075081 | 0 | 0.075081 | 100 | 4294967294 | 0 | 1 | 1.05 | 0.95 | 0.1 | 99999 | 99999 | 99999 | 0.04 | 10 | 10 | 10 | 1
ND0059 | Network Model.IntPrjfolder\Network Data.IntPrjfolder\Main Grid.ElmNet\ND0059.ElmLod | 0 | Network Model.IntPrjfolder\Network Data.IntPrjfolder\Main Grid.ElmNet | Network Model.IntPrjfolder\Network Data.IntPrjfolder\Main Grid.ElmNet\Bus125.ElmTerm\Cub_2.StaCubic | DEF | 0.0469 | 0.02907 | 0.055179 | 0.84997 | 0 | 0.079643 | 1 | 1 | 0 | 3PH-'D' | 0 | 0 | 1746371398 | 0 | constq | 0 | 0 | 0 | 100 | ND0059 | ["Phase 1, phase 2, phase 3 will be estimated."] | 0 | 0 | 0 | 0 | 0 | 1 | 0 | 0 | 1970-01-01T00:00:00Z | 0 | 0.84997 | 1 | 0.84997 | 1 | 0.84997 | 1 | 0.84997 | Network Model.IntPrjfolder\Network Data.IntPrjfolder\Areas.IntArea\TAMBAK.ElmArea | Network Model.IntPrjfolder\Network Data.IntPrjfolder\Main Grid.ElmNet | Network Model.IntPrjfolder\Network Data.IntPrjfolder\Main Grid.ElmNet | 0 | 0 | 0 | 0 | 0 | 0 | 0 | 0 | 0 | 0 | 0 | 100 | 0 | MAN | 0 | 0 | 0 | 0 | 0 | 0 | 0 | 0.2 | 0.195 | 0.195 | 0.195 | 0.095 | 0.24 | 1 | 1746513893 | 0 | 0 | 0 | 0 | 0 | 1 | 0 | 0 | 0 | 0 | 0 | 0 | 0 | 0 | 0 | 0 | 0 | 0 | 0.079643 | 0 | 0.079643 | 0 | 0.079643 | 0 | 0.079643 | 0 | 0.079643 | 0 | 0.079643 | 0 | 0 | 0 | 0 | 0 | 1 | 4907308 | 0 | 0 | 0 | 0 | 0 | 0 | 0 | 0 | 0 | 4905050 | 0.0469 | 0 | 0.0469 | 0 | 0.0469 | 0 | 0.0469 | 0 | 0 | 0.02907 | 0 | 0.02907 | 0 | 0.02907 | 0 | 0.02907 | 0.01 | 99999 | 99999 | 0 | 0.04 | 0.1 | 0.1 | 1 | 0 | 1000 | 100 | 0 | 0 | 0 | 0 | 0 | 0 | 0 | 0.055179 | 0 | 0.055179 | 0 | 0.055179 | 0 | 0.055179 | 100 | 4294967294 | 0 | 1 | 1.05 | 0.95 | 0.1 | 99999 | 99999 | 99999 | 0.04 | 10 | 10 | 10 | 1
ND0060 | Network Model.IntPrjfolder\Network Data.IntPrjfolder\Main Grid.ElmNet\ND0060.ElmLod | 0 | Network Model.IntPrjfolder\Network Data.IntPrjfolder\Main Grid.ElmNet | Network Model.IntPrjfolder\Network Data.IntPrjfolder\Main Grid.ElmNet\Bus127.ElmTerm\Cub_2.StaCubic | DEF | 0.18811 | 0.11657 | 0.2213 | 0.85002 | 0 | 0.31942 | 1 | 1 | 0 | 3PH-'D' | 0 | 0 | 1746371477 | 0 | constq | 0 | 0 | 0 | 100 | ND0060 | ["Phase 1, phase 2, phase 3 will be estimated."] | 0 | 0 | 0 | 0 | 0 | 1 | 0 | 0 | 1970-01-01T00:00:00Z | 0 | 0.85002 | 1 | 0.85002 | 1 | 0.85002 | 1 | 0.85002 | Network Model.IntPrjfolder\Network Data.IntPrjfolder\Areas.IntArea\TAMBAK.ElmArea | Network Model.IntPrjfolder\Network Data.IntPrjfolder\Main Grid.ElmNet | Network Model.IntPrjfolder\Network Data.IntPrjfolder\Main Grid.ElmNet | 0 | 0 | 0 | 0 | 0 | 0 | 0 | 0 | 0 | 0 | 0 | 100 | 0 | MAN | 0 | 0 | 0 | 0 | 0 | 0 | 0 | 0.2 | 0.195 | 0.195 | 0.195 | 0.095 | 0.24 | 1 | 1746513893 | 0 | 0 | 0 | 0 | 0 | 1 | 0 | 0 | 0 | 0 | 0 | 0 | 0 | 0 | 0 | 0 | 0 | 0 | 0.31942 | 0 | 0.31942 | 0 | 0.31942 | 0 | 0.31942 | 0 | 0.31942 | 0 | 0.31942 | 0 | 0 | 0 | 0 | 0 | 1 | 4907337 | 0 | 0 | 0 | 0 | 0 | 0 | 0 | 0 | 0 | 4905050 | 0.18811 | 0 | 0.18811 | 0 | 0.18811 | 0 | 0.18811 | 0 | 0 | 0.11657 | 0 | 0.11657 | 0 | 0.11657 | 0 | 0.11657 | 0.01 | 99999 | 99999 | 0 | 0.04 | 0.1 | 0.1 | 1 | 0 | 1000 | 100 | 0 | 0 | 0 | 0 | 0 | 0 | 0 | 0.2213 | 0 | 0.2213 | 0 | 0.2213 | 0 | 0.2213 | 100 | 4294967294 | 0 | 1 | 1.05 | 0.95 | 0.1 | 99999 | 99999 | 99999 | 0.04 | 10 | 10 | 10 | 1
ND0061 | Network Model.IntPrjfolder\Network Data.IntPrjfolder\Main Grid.ElmNet\ND0061.ElmLod | 0 | Network Model.IntPrjfolder\Network Data.IntPrjfolder\Main Grid.ElmNet | Network Model.IntPrjfolder\Network Data.IntPrjfolder\Main Grid.ElmNet\Bus129.ElmTerm\Cub_2.StaCubic | DEF | 0.04588 | 0.02844 | 0.05398 | 0.84995 | 0 | 0.077913 | 1 | 1 | 0 | 3PH-'D' | 0 | 0 | 1746371552 | 0 | constq | 0 | 0 | 0 | 100 | ND0061 | ["Phase 1, phase 2, phase 3 will be estimated."] | 0 | 0 | 0 | 0 | 0 | 1 | 0 | 0 | 1970-01-01T00:00:00Z | 0 | 0.84995 | 1 | 0.84995 | 1 | 0.84995 | 1 | 0.84995 | Network Model.IntPrjfolder\Network Data.IntPrjfolder\Areas.IntArea\TAMBAK.ElmArea | Network Model.IntPrjfolder\Network Data.IntPrjfolder\Main Grid.ElmNet | Network Model.IntPrjfolder\Network Data.IntPrjfolder\Main Grid.ElmNet | 0 | 0 | 0 | 0 | 0 | 0 | 0 | 0 | 0 | 0 | 0 | 100 | 0 | MAN | 0 | 0 | 0 | 0 | 0 | 0 | 0 | 0.2 | 0.195 | 0.195 | 0.195 | 0.095 | 0.24 | 1 | 1746513893 | 0 | 0 | 0 | 0 | 0 | 1 | 0 | 0 | 0 | 0 | 0 | 0 | 0 | 0 | 0 | 0 | 0 | 0 | 0.077913 | 0 | 0.077913 | 0 | 0.077913 | 0 | 0.077913 | 0 | 0.077913 | 0 | 0.077913 | 0 | 0 | 0 | 0 | 0 | 1 | 4907365 | 0 | 0 | 0 | 0 | 0 | 0 | 0 | 0 | 0 | 4905050 | 0.04588 | 0 | 0.04588 | 0 | 0.04588 | 0 | 0.04588 | 0 | 0 | 0.02844 | 0 | 0.02844 | 0 | 0.02844 | 0 | 0.02844 | 0.01 | 99999 | 99999 | 0 | 0.04 | 0.1 | 0.1 | 1 | 0 | 1000 | 100 | 0 | 0 | 0 | 0 | 0 | 0 | 0 | 0.05398 | 0 | 0.05398 | 0 | 0.05398 | 0 | 0.05398 | 100 | 4294967294 | 0 | 1 | 1.05 | 0.95 | 0.1 | 99999 | 99999 | 99999 | 0.04 | 10 | 10 | 10 | 1
ND0001 | Network Model.IntPrjfolder\Network Data.IntPrjfolder\Main Grid.ElmNet\ND0001.ElmLod | 0 | Network Model.IntPrjfolder\Network Data.IntPrjfolder\Main Grid.ElmNet | Network Model.IntPrjfolder\Network Data.IntPrjfolder\Main Grid.ElmNet\Bus306.ElmTerm\Cub_2.StaCubic | DEF | 0.063172 | 0.039148 | 0.074319 | 0.85002 | 0 | 0.10727 | 1 | 1 | 0 | 3PH-'D' | 0 | 0 | 1746412099 | 0 | constq | 0 | 0 | 0 | 100 | ND0001 | ["Phase 1, phase 2, phase 3 will be estimated."] | 0 | 0 | 0 | 0 | 0 | 1 | 0 | 0 | 1970-01-01T00:00:00Z | 0 | 0.85002 | 1 | 0.85002 | 1 | 0.85002 | 1 | 0.85002 | Network Model.IntPrjfolder\Network Data.IntPrjfolder\Areas.IntArea\SANGKAPURA.ElmArea | Network Model.IntPrjfolder\Network Data.IntPrjfolder\Main Grid.ElmNet | Network Model.IntPrjfolder\Network Data.IntPrjfolder\Main Grid.ElmNet | 0 | 0 | 0 | 0 | 0 | 0 | 0 | 0 | 0 | 0 | 0 | 100 | 0 | MAN | 0 | 0 | 0 | 0 | 0 | 0 | 0 | 0.2 | 0.195 | 0.195 | 0.195 | 0.095 | 0.24 | 1 | 1746583456 | 0 | 0 | 0 | 0 | 0 | 1 | 0 | 0 | 0 | 0 | 0 | 0 | 0 | 0 | 0 | 0 | 0 | 0 | 0.10727 | 0 | 0.10727 | 0 | 0.10727 | 0 | 0.10727 | 0 | 0.10727 | 0 | 0.10727 | 0 | 0 | 0 | 0 | 0 | 1 | 4907422 | 0 | 0 | 0 | 0 | 0 | 0 | 0 | 0 | 0 | 4905050 | 0.063172 | 0 | 0.063172 | 0 | 0.063172 | 0 | 0.063172 | 0 | 0 | 0.039148 | 0 | 0.039148 | 0 | 0.039148 | 0 | 0.039148 | 0.01 | 99999 | 99999 | 0 | 0.04 | 0.1 | 0.1 | 1 | 0 | 1000 | 100 | 0 | 0 | 0 | 0 | 0 | 0 | 0 | 0.074319 | 0 | 0.074319 | 0 | 0.074319 | 0 | 0.074319 | 100 | 4294967294 | 0 | 1 | 1.05 | 0.95 | 0.1 | 99999 | 99999 | 99999 | 0.04 | 10 | 10 | 10 | 1
ND0002 | Network Model.IntPrjfolder\Network Data.IntPrjfolder\Main Grid.ElmNet\ND0002.ElmLod | 0 | Network Model.IntPrjfolder\Network Data.IntPrjfolder\Main Grid.ElmNet | Network Model.IntPrjfolder\Network Data.IntPrjfolder\Main Grid.ElmNet\Terminal(27).ElmTerm\Cub_2.StaCubic | DEF | 0.02735 | 0.01695 | 0.032176 | 0.85 | 0 | 0.046443 | 1 | 1 | 0 | 3PH-'D' | 0 | 0 | 1746412303 | 0 | constq | 0 | 0 | 0 | 100 | ND0002 | ["Phase 1, phase 2, phase 3 will be estimated."] | 0 | 0 | 0 | 0 | 0 | 1 | 0 | 0 | 1970-01-01T00:00:00Z | 0 | 0.85 | 1 | 0.85 | 1 | 0.85 | 1 | 0.85 | Network Model.IntPrjfolder\Network Data.IntPrjfolder\Areas.IntArea\SANGKAPURA.ElmArea | Network Model.IntPrjfolder\Network Data.IntPrjfolder\Main Grid.ElmNet | Network Model.IntPrjfolder\Network Data.IntPrjfolder\Main Grid.ElmNet | 0 | 0 | 0 | 0 | 0 | 0 | 0 | 0 | 0 | 0 | 0 | 100 | 0 | MAN | 0 | 0 | 0 | 0 | 0 | 0 | 0 | 0.2 | 0.195 | 0.195 | 0.195 | 0.095 | 0.24 | 1 | 1746513893 | 0 | 0 | 0 | 0 | 0 | 1 | 0 | 0 | 0 | 0 | 0 | 0 | 0 | 0 | 0 | 0 | 0 | 0 | 0.046443 | 0 | 0.046443 | 0 | 0.046443 | 0 | 0.046443 | 0 | 0.046443 | 0 | 0.046443 | 0 | 0 | 0 | 0 | 0 | 1 | 4907471 | 0 | 0 | 0 | 0 | 0 | 0 | 0 | 0 | 0 | 4905050 | 0.02735 | 0 | 0.02735 | 0 | 0.02735 | 0 | 0.02735 | 0 | 0 | 0.01695 | 0 | 0.01695 | 0 | 0.01695 | 0 | 0.01695 | 0.01 | 99999 | 99999 | 0 | 0.04 | 0.1 | 0.1 | 1 | 0 | 1000 | 100 | 0 | 0 | 0 | 0 | 0 | 0 | 0 | 0.032176 | 0 | 0.032176 | 0 | 0.032176 | 0 | 0.032176 | 100 | 4294967294 | 0 | 1 | 1.05 | 0.95 | 0.1 | 99999 | 99999 | 99999 | 0.04 | 10 | 10 | 10 | 1
ND0074 | Network Model.IntPrjfolder\Network Data.IntPrjfolder\Main Grid.ElmNet\ND0074.ElmLod | 0 | Network Model.IntPrjfolder\Network Data.IntPrjfolder\Main Grid.ElmNet | Network Model.IntPrjfolder\Network Data.IntPrjfolder\Main Grid.ElmNet\Terminal(28).ElmTerm\Cub_2.StaCubic | DEF | 0.04271 | 0.02646 | 0.050242 | 0.85008 | 0 | 0.072518 | 1 | 1 | 0 | 3PH-'D' | 0 | 0 | 1746412304 | 0 | constq | 0 | 0 | 0 | 100 | ND0074 | ["Phase 1, phase 2, phase 3 will be estimated."] | 0 | 0 | 0 | 0 | 0 | 1 | 0 | 0 | 1970-01-01T00:00:00Z | 0 | 0.85008 | 1 | 0.85008 | 1 | 0.85008 | 1 | 0.85008 | Network Model.IntPrjfolder\Network Data.IntPrjfolder\Areas.IntArea\SANGKAPURA.ElmArea | Network Model.IntPrjfolder\Network Data.IntPrjfolder\Main Grid.ElmNet | Network Model.IntPrjfolder\Network Data.IntPrjfolder\Main Grid.ElmNet | 0 | 0 | 0 | 0 | 0 | 0 | 0 | 0 | 0 | 0 | 0 | 100 | 0 | MAN | 0 | 0 | 0 | 0 | 0 | 0 | 0 | 0.2 | 0.195 | 0.195 | 0.195 | 0.095 | 0.24 | 1 | 1746513893 | 0 | 0 | 0 | 0 | 0 | 1 | 0 | 0 | 0 | 0 | 0 | 0 | 0 | 0 | 0 | 0 | 0 | 0 | 0.072518 | 0 | 0.072518 | 0 | 0.072518 | 0 | 0.072518 | 0 | 0.072518 | 0 | 0.072518 | 0 | 0 | 0 | 0 | 0 | 1 | 4907475 | 0 | 0 | 0 | 0 | 0 | 0 | 0 | 0 | 0 | 4905050 | 0.04271 | 0 | 0.04271 | 0 | 0.04271 | 0 | 0.04271 | 0 | 0 | 0.02646 | 0 | 0.02646 | 0 | 0.02646 | 0 | 0.02646 | 0.01 | 99999 | 99999 | 0 | 0.04 | 0.1 | 0.1 | 1 | 0 | 1000 | 100 | 0 | 0 | 0 | 0 | 0 | 0 | 0 | 0.050242 | 0 | 0.050242 | 0 | 0.050242 | 0 | 0.050242 | 100 | 4294967294 | 0 | 1 | 1.05 | 0.95 | 0.1 | 99999 | 99999 | 99999 | 0.04 | 10 | 10 | 10 | 1
ND0003 | Network Model.IntPrjfolder\Network Data.IntPrjfolder\Main Grid.ElmNet\ND0003.ElmLod | 0 | Network Model.IntPrjfolder\Network Data.IntPrjfolder\Main Grid.ElmNet | Network Model.IntPrjfolder\Network Data.IntPrjfolder\Main Grid.ElmNet\Bus313.ElmTerm\Cub_2.StaCubic | DEF | 0.02224 | 0.01378 | 0.026163 | 0.85005 | 0 | 0.037763 | 1 | 1 | 0 | 3PH-'D' | 0 | 0 | 1746412510 | 0 | constq | 0 | 0 | 0 | 100 | ND0003 | ["Phase 1, phase 2, phase 3 will be estimated."] | 0 | 0 | 0 | 0 | 0 | 1 | 0 | 0 | 1970-01-01T00:00:00Z | 0 | 0.85005 | 1 | 0.85005 | 1 | 0.85005 | 1 | 0.85005 | Network Model.IntPrjfolder\Network Data.IntPrjfolder\Areas.IntArea\SANGKAPURA.ElmArea | Network Model.IntPrjfolder\Network Data.IntPrjfolder\Main Grid.ElmNet | Network Model.IntPrjfolder\Network Data.IntPrjfolder\Main Grid.ElmNet | 0 | 0 | 0 | 0 | 0 | 0 | 0 | 0 | 0 | 0 | 0 | 100 | 0 | MAN | 0 | 0 | 0 | 0 | 0 | 0 | 0 | 0.2 | 0.195 | 0.195 | 0.195 | 0.095 | 0.24 | 1 | 1746513893 | 0 | 0 | 0 | 0 | 0 | 1 | 0 | 0 | 0 | 0 | 0 | 0 | 0 | 0 | 0 | 0 | 0 | 0 | 0.037763 | 0 | 0.037763 | 0 | 0.037763 | 0 | 0.037763 | 0 | 0.037763 | 0 | 0.037763 | 0 | 0 | 0 | 0 | 0 | 1 | 4907500 | 0 | 0 | 0 | 0 | 0 | 0 | 0 | 0 | 0 | 4905050 | 0.02224 | 0 | 0.02224 | 0 | 0.02224 | 0 | 0.02224 | 0 | 0 | 0.01378 | 0 | 0.01378 | 0 | 0.01378 | 0 | 0.01378 | 0.01 | 99999 | 99999 | 0 | 0.04 | 0.1 | 0.1 | 1 | 0 | 1000 | 100 | 0 | 0 | 0 | 0 | 0 | 0 | 0 | 0.026163 | 0 | 0.026163 | 0 | 0.026163 | 0 | 0.026163 | 100 | 4294967294 | 0 | 1 | 1.05 | 0.95 | 0.1 | 99999 | 99999 | 99999 | 0.04 | 10 | 10 | 10 | 1
ND0004 | Network Model.IntPrjfolder\Network Data.IntPrjfolder\Main Grid.ElmNet\ND0004.ElmLod | 0 | Network Model.IntPrjfolder\Network Data.IntPrjfolder\Main Grid.ElmNet | Network Model.IntPrjfolder\Network Data.IntPrjfolder\Main Grid.ElmNet\Bus154.ElmTerm\Cub_2.StaCubic | DEF | 0.02904 | 0.01799 | 0.034161 | 0.8501 | 0 | 0.049307 | 1 | 1 | 0 | 3PH-'D' | 0 | 0 | 1746412867 | 0 | constq | 0 | 0 | 0 | 100 | ND0004 | ["Phase 1, phase 2, phase 3 will be estimated."] | 0 | 0 | 0 | 0 | 0 | 1 | 0 | 0 | 1970-01-01T00:00:00Z | 0 | 0.8501 | 1 | 0.8501 | 1 | 0.8501 | 1 | 0.8501 | Network Model.IntPrjfolder\Network Data.IntPrjfolder\Areas.IntArea\SANGKAPURA.ElmArea | Network Model.IntPrjfolder\Network Data.IntPrjfolder\Main Grid.ElmNet | Network Model.IntPrjfolder\Network Data.IntPrjfolder\Main Grid.ElmNet | 0 | 0 | 0 | 0 | 0 | 0 | 0 | 0 | 0 | 0 | 0 | 100 | 0 | MAN | 0 | 0 | 0 | 0 | 0 | 0 | 0 | 0.2 | 0.195 | 0.195 | 0.195 | 0.095 | 0.24 | 1 | 1746513893 | 0 | 0 | 0 | 0 | 0 | 1 | 0 | 0 | 0 | 0 | 0 | 0 | 0 | 0 | 0 | 0 | 0 | 0 | 0.049307 | 0 | 0.049307 | 0 | 0.049307 | 0 | 0.049307 | 0 | 0.049307 | 0 | 0.049307 | 0 | 0 | 0 | 0 | 0 | 1 | 4907571 | 0 | 0 | 0 | 0 | 0 | 0 | 0 | 0 | 0 | 4905050 | 0.02904 | 0 | 0.02904 | 0 | 0.02904 | 0 | 0.02904 | 0 | 0 | 0.01799 | 0 | 0.01799 | 0 | 0.01799 | 0 | 0.01799 | 0.01 | 99999 | 99999 | 0 | 0.04 | 0.1 | 0.1 | 1 | 0 | 1000 | 100 | 0 | 0 | 0 | 0 | 0 | 0 | 0 | 0.034161 | 0 | 0.034161 | 0 | 0.034161 | 0 | 0.034161 | 100 | 4294967294 | 0 | 1 | 1.05 | 0.95 | 0.1 | 99999 | 99999 | 99999 | 0.04 | 10 | 10 | 10 | 1
ND0103 | Network Model.IntPrjfolder\Network Data.IntPrjfolder\Main Grid.ElmNet\ND0103.ElmLod | 0 | Network Model.IntPrjfolder\Network Data.IntPrjfolder\Main Grid.ElmNet | Network Model.IntPrjfolder\Network Data.IntPrjfolder\Main Grid.ElmNet\Bus318.ElmTerm\Cub_2.StaCubic | DEF | 0.013129 | 0.0081384 | 0.015447 | 0.84995 | 0 | 0.022296 | 1 | 1 | 0 | 3PH-'D' | 0 | 0 | 1746412868 | 0 | constq | 0 | 0 | 0 | 100 | ND0103 | ["Phase 1, phase 2, phase 3 will be estimated."] | 0 | 0 | 0 | 0 | 0 | 1 | 0 | 0 | 1970-01-01T00:00:00Z | 0 | 0.84995 | 1 | 0.84995 | 1 | 0.84995 | 1 | 0.84995 | Network Model.IntPrjfolder\Network Data.IntPrjfolder\Areas.IntArea\SANGKAPURA.ElmArea | Network Model.IntPrjfolder\Network Data.IntPrjfolder\Main Grid.ElmNet | Network Model.IntPrjfolder\Network Data.IntPrjfolder\Main Grid.ElmNet | 0 | 0 | 0 | 0 | 0 | 0 | 0 | 0 | 0 | 0 | 0 | 100 | 0 | MAN | 0 | 0 | 0 | 0 | 0 | 0 | 0 | 0.2 | 0.195 | 0.195 | 0.195 | 0.095 | 0.24 | 1 | 1746583498 | 0 | 0 | 0 | 0 | 0 | 1 | 0 | 0 | 0 | 0 | 0 | 0 | 0 | 0 | 0 | 0 | 0 | 0 | 0.022296 | 0 | 0.022296 | 0 | 0.022296 | 0 | 0.022296 | 0 | 0.022296 | 0 | 0.022296 | 0 | 0 | 0 | 0 | 0 | 1 | 4907575 | 0 | 0 | 0 | 0 | 0 | 0 | 0 | 0 | 0 | 4905050 | 0.013129 | 0 | 0.013129 | 0 | 0.013129 | 0 | 0.013129 | 0 | 0 | 0.0081384 | 0 | 0.0081384 | 0 | 0.0081384 | 0 | 0.0081384 | 0.01 | 99999 | 99999 | 0 | 0.04 | 0.1 | 0.1 | 1 | 0 | 1000 | 100 | 0 | 0 | 0 | 0 | 0 | 0 | 0 | 0.015447 | 0 | 0.015447 | 0 | 0.015447 | 0 | 0.015447 | 100 | 4294967294 | 0 | 1 | 1.05 | 0.95 | 0.1 | 99999 | 99999 | 99999 | 0.04 | 10 | 10 | 10 | 1
ND0005 | Network Model.IntPrjfolder\Network Data.IntPrjfolder\Main Grid.ElmNet\ND0005.ElmLod | 0 | Network Model.IntPrjfolder\Network Data.IntPrjfolder\Main Grid.ElmNet | Network Model.IntPrjfolder\Network Data.IntPrjfolder\Main Grid.ElmNet\Bus156.ElmTerm\Cub_2.StaCubic | DEF | 0.00287 | 0.00178 | 0.0033772 | 0.84982 | 0 | 0.0048745 | 1 | 1 | 0 | 3PH-'D' | 0 | 0 | 1746413047 | 0 | constq | 0 | 0 | 0 | 100 | ND0005 | ["Phase 1, phase 2, phase 3 will be estimated."] | 0 | 0 | 0 | 0 | 0 | 1 | 0 | 0 | 1970-01-01T00:00:00Z | 0 | 0.84982 | 1 | 0.84982 | 1 | 0.84982 | 1 | 0.84982 | Network Model.IntPrjfolder\Network Data.IntPrjfolder\Areas.IntArea\SANGKAPURA.ElmArea | Network Model.IntPrjfolder\Network Data.IntPrjfolder\Main Grid.ElmNet | Network Model.IntPrjfolder\Network Data.IntPrjfolder\Main Grid.ElmNet | 0 | 0 | 0 | 0 | 0 | 0 | 0 | 0 | 0 | 0 | 0 | 100 | 0 | MAN | 0 | 0 | 0 | 0 | 0 | 0 | 0 | 0.2 | 0.195 | 0.195 | 0.195 | 0.095 | 0.24 | 1 | 1746513893 | 0 | 0 | 0 | 0 | 0 | 1 | 0 | 0 | 0 | 0 | 0 | 0 | 0 | 0 | 0 | 0 | 0 | 0 | 0.0048745 | 0 | 0.0048745 | 0 | 0.0048745 | 0 | 0.0048745 | 0 | 0.0048745 | 0 | 0.0048745 | 0 | 0 | 0 | 0 | 0 | 1 | 4907620 | 0 | 0 | 0 | 0 | 0 | 0 | 0 | 0 | 0 | 4905050 | 0.00287 | 0 | 0.00287 | 0 | 0.00287 | 0 | 0.00287 | 0 | 0 | 0.00178 | 0 | 0.00178 | 0 | 0.00178 | 0 | 0.00178 | 0.01 | 99999 | 99999 | 0 | 0.04 | 0.1 | 0.1 | 1 | 0 | 1000 | 100 | 0 | 0 | 0 | 0 | 0 | 0 | 0 | 0.0033772 | 0 | 0.0033772 | 0 | 0.0033772 | 0 | 0.0033772 | 100 | 4294967294 | 0 | 1 | 1.05 | 0.95 | 0.1 | 99999 | 99999 | 99999 | 0.04 | 10 | 10 | 10 | 1
ND0090 | Network Model.IntPrjfolder\Network Data.IntPrjfolder\Main Grid.ElmNet\ND0090.ElmLod | 0 | Network Model.IntPrjfolder\Network Data.IntPrjfolder\Main Grid.ElmNet | Network Model.IntPrjfolder\Network Data.IntPrjfolder\Main Grid.ElmNet\Bus327.ElmTerm\Cub_2.StaCubic | DEF | 0.01545 | 0.00957 | 0.018174 | 0.85012 | 0 | 0.026232 | 1 | 1 | 0 | 3PH-'D' | 0 | 0 | 1746413265 | 0 | constq | 0 | 0 | 0 | 100 | ND0090 | ["Phase 1, phase 2, phase 3 will be estimated."] | 0 | 0 | 0 | 0 | 0 | 1 | 0 | 0 | 1970-01-01T00:00:00Z | 0 | 0.85012 | 1 | 0.85012 | 1 | 0.85012 | 1 | 0.85012 | Network Model.IntPrjfolder\Network Data.IntPrjfolder\Areas.IntArea\SANGKAPURA.ElmArea | Network Model.IntPrjfolder\Network Data.IntPrjfolder\Main Grid.ElmNet | Network Model.IntPrjfolder\Network Data.IntPrjfolder\Main Grid.ElmNet | 0 | 0 | 0 | 0 | 0 | 0 | 0 | 0 | 0 | 0 | 0 | 100 | 0 | MAN | 0 | 0 | 0 | 0 | 0 | 0 | 0 | 0.2 | 0.195 | 0.195 | 0.195 | 0.095 | 0.24 | 1 | 1746513893 | 0 | 0 | 0 | 0 | 0 | 1 | 0 | 0 | 0 | 0 | 0 | 0 | 0 | 0 | 0 | 0 | 0 | 0 | 0.026232 | 0 | 0.026232 | 0 | 0.026232 | 0 | 0.026232 | 0 | 0.026232 | 0 | 0.026232 | 0 | 0 | 0 | 0 | 0 | 1 | 4907691 | 0 | 0 | 0 | 0 | 0 | 0 | 0 | 0 | 0 | 4905050 | 0.01545 | 0 | 0.01545 | 0 | 0.01545 | 0 | 0.01545 | 0 | 0 | 0.00957 | 0 | 0.00957 | 0 | 0.00957 | 0 | 0.00957 | 0.01 | 99999 | 99999 | 0 | 0.04 | 0.1 | 0.1 | 1 | 0 | 1000 | 100 | 0 | 0 | 0 | 0 | 0 | 0 | 0 | 0.018174 | 0 | 0.018174 | 0 | 0.018174 | 0 | 0.018174 | 100 | 4294967294 | 0 | 1 | 1.05 | 0.95 | 0.1 | 99999 | 99999 | 99999 | 0.04 | 10 | 10 | 10 | 1
ND0089 | Network Model.IntPrjfolder\Network Data.IntPrjfolder\Main Grid.ElmNet\ND0089.ElmLod | 0 | Network Model.IntPrjfolder\Network Data.IntPrjfolder\Main Grid.ElmNet | Network Model.IntPrjfolder\Network Data.IntPrjfolder\Main Grid.ElmNet\Bus323.ElmTerm\Cub_2.StaCubic | DEF | 0.01101 | 0.00683 | 0.012956 | 0.84977 | 0 | 0.018701 | 1 | 1 | 0 | 3PH-'D' | 0 | 0 | 1746413266 | 0 | constq | 0 | 0 | 0 | 100 | ND0089 | ["Phase 1, phase 2, phase 3 will be estimated."] | 0 | 0 | 0 | 0 | 0 | 1 | 0 | 0 | 1970-01-01T00:00:00Z | 0 | 0.84977 | 1 | 0.84977 | 1 | 0.84977 | 1 | 0.84977 | Network Model.IntPrjfolder\Network Data.IntPrjfolder\Areas.IntArea\SANGKAPURA.ElmArea | Network Model.IntPrjfolder\Network Data.IntPrjfolder\Main Grid.ElmNet | Network Model.IntPrjfolder\Network Data.IntPrjfolder\Main Grid.ElmNet | 0 | 0 | 0 | 0 | 0 | 0 | 0 | 0 | 0 | 0 | 0 | 100 | 0 | MAN | 0 | 0 | 0 | 0 | 0 | 0 | 0 | 0.2 | 0.195 | 0.195 | 0.195 | 0.095 | 0.24 | 1 | 1746513893 | 0 | 0 | 0 | 0 | 0 | 1 | 0 | 0 | 0 | 0 | 0 | 0 | 0 | 0 | 0 | 0 | 0 | 0 | 0.018701 | 0 | 0.018701 | 0 | 0.018701 | 0 | 0.018701 | 0 | 0.018701 | 0 | 0.018701 | 0 | 0 | 0 | 0 | 0 | 1 | 4907695 | 0 | 0 | 0 | 0 | 0 | 0 | 0 | 0 | 0 | 4905050 | 0.01101 | 0 | 0.01101 | 0 | 0.01101 | 0 | 0.01101 | 0 | 0 | 0.00683 | 0 | 0.00683 | 0 | 0.00683 | 0 | 0.00683 | 0.01 | 99999 | 99999 | 0 | 0.04 | 0.1 | 0.1 | 1 | 0 | 1000 | 100 | 0 | 0 | 0 | 0 | 0 | 0 | 0 | 0.012956 | 0 | 0.012956 | 0 | 0.012956 | 0 | 0.012956 | 100 | 4294967294 | 0 | 1 | 1.05 | 0.95 | 0.1 | 99999 | 99999 | 99999 | 0.04 | 10 | 10 | 10 | 1
ND0088 | Network Model.IntPrjfolder\Network Data.IntPrjfolder\Main Grid.ElmNet\ND0088.ElmLod | 0 | Network Model.IntPrjfolder\Network Data.IntPrjfolder\Main Grid.ElmNet | Network Model.IntPrjfolder\Network Data.IntPrjfolder\Main Grid.ElmNet\Bus158.ElmTerm\Cub_2.StaCubic | DEF | 0.02517 | 0.01559 | 0.029607 | 0.85014 | 0 | 0.042734 | 1 | 1 | 0 | 3PH-'D' | 0 | 0 | 1746413267 | 0 | constq | 0 | 0 | 0 | 100 | ND0088 | ["Phase 1, phase 2, phase 3 will be estimated."] | 0 | 0 | 0 | 0 | 0 | 1 | 0 | 0 | 1970-01-01T00:00:00Z | 0 | 0.85014 | 1 | 0.85014 | 1 | 0.85014 | 1 | 0.85014 | Network Model.IntPrjfolder\Network Data.IntPrjfolder\Areas.IntArea\SANGKAPURA.ElmArea | Network Model.IntPrjfolder\Network Data.IntPrjfolder\Main Grid.ElmNet | Network Model.IntPrjfolder\Network Data.IntPrjfolder\Main Grid.ElmNet | 0 | 0 | 0 | 0 | 0 | 0 | 0 | 0 | 0 | 0 | 0 | 100 | 0 | MAN | 0 | 0 | 0 | 0 | 0 | 0 | 0 | 0.2 | 0.195 | 0.195 | 0.195 | 0.095 | 0.24 | 1 | 1746513893 | 0 | 0 | 0 | 0 | 0 | 1 | 0 | 0 | 0 | 0 | 0 | 0 | 0 | 0 | 0 | 0 | 0 | 0 | 0.042734 | 0 | 0.042734 | 0 | 0.042734 | 0 | 0.042734 | 0 | 0.042734 | 0 | 0.042734 | 0 | 0 | 0 | 0 | 0 | 1 | 4907699 | 0 | 0 | 0 | 0 | 0 | 0 | 0 | 0 | 0 | 4905050 | 0.02517 | 0 | 0.02517 | 0 | 0.02517 | 0 | 0.02517 | 0 | 0 | 0.01559 | 0 | 0.01559 | 0 | 0.01559 | 0 | 0.01559 | 0.01 | 99999 | 99999 | 0 | 0.04 | 0.1 | 0.1 | 1 | 0 | 1000 | 100 | 0 | 0 | 0 | 0 | 0 | 0 | 0 | 0.029607 | 0 | 0.029607 | 0 | 0.029607 | 0 | 0.029607 | 100 | 4294967294 | 0 | 1 | 1.05 | 0.95 | 0.1 | 99999 | 99999 | 99999 | 0.04 | 10 | 10 | 10 | 1
ND0006 | Network Model.IntPrjfolder\Network Data.IntPrjfolder\Main Grid.ElmNet\ND0006.ElmLod | 0 | Network Model.IntPrjfolder\Network Data.IntPrjfolder\Main Grid.ElmNet | Network Model.IntPrjfolder\Network Data.IntPrjfolder\Main Grid.ElmNet\Bus160.ElmTerm\Cub_2.StaCubic | DEF | 0.02417 | 0.01498 | 0.028436 | 0.84999 | 0 | 0.041043 | 1 | 1 | 0 | 3PH-'D' | 0 | 0 | 1746413484 | 0 | constq | 0 | 0 | 0 | 100 | ND0006 | ["Phase 1, phase 2, phase 3 will be estimated."] | 0 | 0 | 0 | 0 | 0 | 1 | 0 | 0 | 1970-01-01T00:00:00Z | 0 | 0.84999 | 1 | 0.84999 | 1 | 0.84999 | 1 | 0.84999 | Network Model.IntPrjfolder\Network Data.IntPrjfolder\Areas.IntArea\SANGKAPURA.ElmArea | Network Model.IntPrjfolder\Network Data.IntPrjfolder\Main Grid.ElmNet | Network Model.IntPrjfolder\Network Data.IntPrjfolder\Main Grid.ElmNet | 0 | 0 | 0 | 0 | 0 | 0 | 0 | 0 | 0 | 0 | 0 | 100 | 0 | MAN | 0 | 0 | 0 | 0 | 0 | 0 | 0 | 0.2 | 0.195 | 0.195 | 0.195 | 0.095 | 0.24 | 1 | 1746513893 | 0 | 0 | 0 | 0 | 0 | 1 | 0 | 0 | 0 | 0 | 0 | 0 | 0 | 0 | 0 | 0 | 0 | 0 | 0.041043 | 0 | 0.041043 | 0 | 0.041043 | 0 | 0.041043 | 0 | 0.041043 | 0 | 0.041043 | 0 | 0 | 0 | 0 | 0 | 1 | 4907727 | 0 | 0 | 0 | 0 | 0 | 0 | 0 | 0 | 0 | 4905050 | 0.02417 | 0 | 0.02417 | 0 | 0.02417 | 0 | 0.02417 | 0 | 0 | 0.01498 | 0 | 0.01498 | 0 | 0.01498 | 0 | 0.01498 | 0.01 | 99999 | 99999 | 0 | 0.04 | 0.1 | 0.1 | 1 | 0 | 1000 | 100 | 0 | 0 | 0 | 0 | 0 | 0 | 0 | 0.028436 | 0 | 0.028436 | 0 | 0.028436 | 0 | 0.028436 | 100 | 4294967294 | 0 | 1 | 1.05 | 0.95 | 0.1 | 99999 | 99999 | 99999 | 0.04 | 10 | 10 | 10 | 1
ND0007 | Network Model.IntPrjfolder\Network Data.IntPrjfolder\Main Grid.ElmNet\ND0007.ElmLod | 0 | Network Model.IntPrjfolder\Network Data.IntPrjfolder\Main Grid.ElmNet | Network Model.IntPrjfolder\Network Data.IntPrjfolder\Main Grid.ElmNet\Bus164.ElmTerm\Cub_2.StaCubic | DEF | 0.05839 | 0.03619 | 0.068696 | 0.84998 | 0 | 0.099154 | 1 | 1 | 0 | 3PH-'D' | 0 | 0 | 1746413670 | 0 | constq | 0 | 0 | 0 | 100 | ND0007 | ["Phase 1, phase 2, phase 3 will be estimated."] | 0 | 0 | 0 | 0 | 0 | 1 | 0 | 0 | 1970-01-01T00:00:00Z | 0 | 0.84998 | 1 | 0.84998 | 1 | 0.84998 | 1 | 0.84998 | Network Model.IntPrjfolder\Network Data.IntPrjfolder\Areas.IntArea\SANGKAPURA.ElmArea | Network Model.IntPrjfolder\Network Data.IntPrjfolder\Main Grid.ElmNet | Network Model.IntPrjfolder\Network Data.IntPrjfolder\Main Grid.ElmNet | 0 | 0 | 0 | 0 | 0 | 0 | 0 | 0 | 0 | 0 | 0 | 100 | 0 | MAN | 0 | 0 | 0 | 0 | 0 | 0 | 0 | 0.2 | 0.195 | 0.195 | 0.195 | 0.095 | 0.24 | 1 | 1746513893 | 0 | 0 | 0 | 0 | 0 | 1 | 0 | 0 | 0 | 0 | 0 | 0 | 0 | 0 | 0 | 0 | 0 | 0 | 0.099154 | 0 | 0.099154 | 0 | 0.099154 | 0 | 0.099154 | 0 | 0.099154 | 0 | 0.099154 | 0 | 0 | 0 | 0 | 0 | 1 | 4907785 | 0 | 0 | 0 | 0 | 0 | 0 | 0 | 0 | 0 | 4905050 | 0.05839 | 0 | 0.05839 | 0 | 0.05839 | 0 | 0.05839 | 0 | 0 | 0.03619 | 0 | 0.03619 | 0 | 0.03619 | 0 | 0.03619 | 0.01 | 99999 | 99999 | 0 | 0.04 | 0.1 | 0.1 | 1 | 0 | 1000 | 100 | 0 | 0 | 0 | 0 | 0 | 0 | 0 | 0.068696 | 0 | 0.068696 | 0 | 0.068696 | 0 | 0.068696 | 100 | 4294967294 | 0 | 1 | 1.05 | 0.95 | 0.1 | 99999 | 99999 | 99999 | 0.04 | 10 | 10 | 10 | 1
ND0085 | Network Model.IntPrjfolder\Network Data.IntPrjfolder\Main Grid.ElmNet\ND0085.ElmLod | 0 | Network Model.IntPrjfolder\Network Data.IntPrjfolder\Main Grid.ElmNet | Network Model.IntPrjfolder\Network Data.IntPrjfolder\Main Grid.ElmNet\Bus166.ElmTerm\Cub_2.StaCubic | DEF | 0.02538 | 0.01573 | 0.029859 | 0.84999 | 0 | 0.043098 | 1 | 1 | 0 | 3PH-'D' | 0 | 0 | 1746413671 | 0 | constq | 0 | 0 | 0 | 100 | ND0085 | ["Phase 1, phase 2, phase 3 will be estimated."] | 0 | 0 | 0 | 0 | 0 | 1 | 0 | 0 | 1970-01-01T00:00:00Z | 0 | 0.84999 | 1 | 0.84999 | 1 | 0.84999 | 1 | 0.84999 | Network Model.IntPrjfolder\Network Data.IntPrjfolder\Areas.IntArea\SANGKAPURA.ElmArea | Network Model.IntPrjfolder\Network Data.IntPrjfolder\Main Grid.ElmNet | Network Model.IntPrjfolder\Network Data.IntPrjfolder\Main Grid.ElmNet | 0 | 0 | 0 | 0 | 0 | 0 | 0 | 0 | 0 | 0 | 0 | 100 | 0 | MAN | 0 | 0 | 0 | 0 | 0 | 0 | 0 | 0.2 | 0.195 | 0.195 | 0.195 | 0.095 | 0.24 | 1 | 1746513893 | 0 | 0 | 0 | 0 | 0 | 1 | 0 | 0 | 0 | 0 | 0 | 0 | 0 | 0 | 0 | 0 | 0 | 0 | 0.043098 | 0 | 0.043098 | 0 | 0.043098 | 0 | 0.043098 | 0 | 0.043098 | 0 | 0.043098 | 0 | 0 | 0 | 0 | 0 | 1 | 4907789 | 0 | 0 | 0 | 0 | 0 | 0 | 0 | 0 | 0 | 4905050 | 0.02538 | 0 | 0.02538 | 0 | 0.02538 | 0 | 0.02538 | 0 | 0 | 0.01573 | 0 | 0.01573 | 0 | 0.01573 | 0 | 0.01573 | 0.01 | 99999 | 99999 | 0 | 0.04 | 0.1 | 0.1 | 1 | 0 | 1000 | 100 | 0 | 0 | 0 | 0 | 0 | 0 | 0 | 0.029859 | 0 | 0.029859 | 0 | 0.029859 | 0 | 0.029859 | 100 | 4294967294 | 0 | 1 | 1.05 | 0.95 | 0.1 | 99999 | 99999 | 99999 | 0.04 | 10 | 10 | 10 | 1
ND0008 | Network Model.IntPrjfolder\Network Data.IntPrjfolder\Main Grid.ElmNet\ND0008.ElmLod | 0 | Network Model.IntPrjfolder\Network Data.IntPrjfolder\Main Grid.ElmNet | Network Model.IntPrjfolder\Network Data.IntPrjfolder\Main Grid.ElmNet\Bus168.ElmTerm\Cub_2.StaCubic | DEF | 0.04079 | 0.02528 | 0.047989 | 0.84999 | 0 | 0.069266 | 1 | 1 | 0 | 3PH-'D' | 0 | 0 | 1746413672 | 0 | constq | 0 | 0 | 0 | 100 | ND0008 | ["Phase 1, phase 2, phase 3 will be estimated."] | 0 | 0 | 0 | 0 | 0 | 1 | 0 | 0 | 1970-01-01T00:00:00Z | 0 | 0.84999 | 1 | 0.84999 | 1 | 0.84999 | 1 | 0.84999 | Network Model.IntPrjfolder\Network Data.IntPrjfolder\Areas.IntArea\SANGKAPURA.ElmArea | Network Model.IntPrjfolder\Network Data.IntPrjfolder\Main Grid.ElmNet | Network Model.IntPrjfolder\Network Data.IntPrjfolder\Main Grid.ElmNet | 0 | 0 | 0 | 0 | 0 | 0 | 0 | 0 | 0 | 0 | 0 | 100 | 0 | MAN | 0 | 0 | 0 | 0 | 0 | 0 | 0 | 0.2 | 0.195 | 0.195 | 0.195 | 0.095 | 0.24 | 1 | 1746513893 | 0 | 0 | 0 | 0 | 0 | 1 | 0 | 0 | 0 | 0 | 0 | 0 | 0 | 0 | 0 | 0 | 0 | 0 | 0.069266 | 0 | 0.069266 | 0 | 0.069266 | 0 | 0.069266 | 0 | 0.069266 | 0 | 0.069266 | 0 | 0 | 0 | 0 | 0 | 1 | 4907793 | 0 | 0 | 0 | 0 | 0 | 0 | 0 | 0 | 0 | 4905050 | 0.04079 | 0 | 0.04079 | 0 | 0.04079 | 0 | 0.04079 | 0 | 0 | 0.02528 | 0 | 0.02528 | 0 | 0.02528 | 0 | 0.02528 | 0.01 | 99999 | 99999 | 0 | 0.04 | 0.1 | 0.1 | 1 | 0 | 1000 | 100 | 0 | 0 | 0 | 0 | 0 | 0 | 0 | 0.047989 | 0 | 0.047989 | 0 | 0.047989 | 0 | 0.047989 | 100 | 4294967294 | 0 | 1 | 1.05 | 0.95 | 0.1 | 99999 | 99999 | 99999 | 0.04 | 10 | 10 | 10 | 1
ND0010 | Network Model.IntPrjfolder\Network Data.IntPrjfolder\Main Grid.ElmNet\ND0010.ElmLod | 0 | Network Model.IntPrjfolder\Network Data.IntPrjfolder\Main Grid.ElmNet | Network Model.IntPrjfolder\Network Data.IntPrjfolder\Main Grid.ElmNet\Bus333.ElmTerm\Cub_2.StaCubic | DEF | 0.05682 | 0.03522 | 0.06685 | 0.84996 | 0 | 0.09649 | 1 | 1 | 0 | 3PH-'D' | 0 | 0 | 1746413955 | 0 | constq | 0 | 0 | 0 | 100 | ND0010 | ["Phase 1, phase 2, phase 3 will be estimated."] | 0 | 0 | 0 | 0 | 0 | 1 | 0 | 0 | 1970-01-01T00:00:00Z | 0 | 0.84996 | 1 | 0.84996 | 1 | 0.84996 | 1 | 0.84996 | Network Model.IntPrjfolder\Network Data.IntPrjfolder\Areas.IntArea\SANGKAPURA.ElmArea | Network Model.IntPrjfolder\Network Data.IntPrjfolder\Main Grid.ElmNet | Network Model.IntPrjfolder\Network Data.IntPrjfolder\Main Grid.ElmNet | 0 | 0 | 0 | 0 | 0 | 0 | 0 | 0 | 0 | 0 | 0 | 100 | 0 | MAN | 0 | 0 | 0 | 0 | 0 | 0 | 0 | 0.2 | 0.195 | 0.195 | 0.195 | 0.095 | 0.24 | 1 | 1746513893 | 0 | 0 | 0 | 0 | 0 | 1 | 0 | 0 | 0 | 0 | 0 | 0 | 0 | 0 | 0 | 0 | 0 | 0 | 0.09649 | 0 | 0.09649 | 0 | 0.09649 | 0 | 0.09649 | 0 | 0.09649 | 0 | 0.09649 | 0 | 0 | 0 | 0 | 0 | 1 | 4907855 | 0 | 0 | 0 | 0 | 0 | 0 | 0 | 0 | 0 | 4905050 | 0.05682 | 0 | 0.05682 | 0 | 0.05682 | 0 | 0.05682 | 0 | 0 | 0.03522 | 0 | 0.03522 | 0 | 0.03522 | 0 | 0.03522 | 0.01 | 99999 | 99999 | 0 | 0.04 | 0.1 | 0.1 | 1 | 0 | 1000 | 100 | 0 | 0 | 0 | 0 | 0 | 0 | 0 | 0.06685 | 0 | 0.06685 | 0 | 0.06685 | 0 | 0.06685 | 100 | 4294967294 | 0 | 1 | 1.05 | 0.95 | 0.1 | 99999 | 99999 | 99999 | 0.04 | 10 | 10 | 10 | 1
ND0009 | Network Model.IntPrjfolder\Network Data.IntPrjfolder\Main Grid.ElmNet\ND0009.ElmLod | 0 | Network Model.IntPrjfolder\Network Data.IntPrjfolder\Main Grid.ElmNet | Network Model.IntPrjfolder\Network Data.IntPrjfolder\Main Grid.ElmNet\Bus162.ElmTerm\Cub_2.StaCubic | DEF | 0.01295 | 0.00803 | 0.015238 | 0.84987 | 0 | 0.021994 | 1 | 1 | 0 | 3PH-'D' | 0 | 0 | 1746413956 | 0 | constq | 0 | 0 | 0 | 100 | ND0009 | ["Phase 1, phase 2, phase 3 will be estimated."] | 0 | 0 | 0 | 0 | 0 | 1 | 0 | 0 | 1970-01-01T00:00:00Z | 0 | 0.84987 | 1 | 0.84987 | 1 | 0.84987 | 1 | 0.84987 | Network Model.IntPrjfolder\Network Data.IntPrjfolder\Areas.IntArea\SANGKAPURA.ElmArea | Network Model.IntPrjfolder\Network Data.IntPrjfolder\Main Grid.ElmNet | Network Model.IntPrjfolder\Network Data.IntPrjfolder\Main Grid.ElmNet | 0 | 0 | 0 | 0 | 0 | 0 | 0 | 0 | 0 | 0 | 0 | 100 | 0 | MAN | 0 | 0 | 0 | 0 | 0 | 0 | 0 | 0.2 | 0.195 | 0.195 | 0.195 | 0.095 | 0.24 | 1 | 1746513893 | 0 | 0 | 0 | 0 | 0 | 1 | 0 | 0 | 0 | 0 | 0 | 0 | 0 | 0 | 0 | 0 | 0 | 0 | 0.021994 | 0 | 0.021994 | 0 | 0.021994 | 0 | 0.021994 | 0 | 0.021994 | 0 | 0.021994 | 0 | 0 | 0 | 0 | 0 | 1 | 4907859 | 0 | 0 | 0 | 0 | 0 | 0 | 0 | 0 | 0 | 4905050 | 0.01295 | 0 | 0.01295 | 0 | 0.01295 | 0 | 0.01295 | 0 | 0 | 0.00803 | 0 | 0.00803 | 0 | 0.00803 | 0 | 0.00803 | 0.01 | 99999 | 99999 | 0 | 0.04 | 0.1 | 0.1 | 1 | 0 | 1000 | 100 | 0 | 0 | 0 | 0 | 0 | 0 | 0 | 0.015238 | 0 | 0.015238 | 0 | 0.015238 | 0 | 0.015238 | 100 | 4294967294 | 0 | 1 | 1.05 | 0.95 | 0.1 | 99999 | 99999 | 99999 | 0.04 | 10 | 10 | 10 | 1
ND0011 | Network Model.IntPrjfolder\Network Data.IntPrjfolder\Main Grid.ElmNet\ND0011.ElmLod | 0 | Network Model.IntPrjfolder\Network Data.IntPrjfolder\Main Grid.ElmNet | Network Model.IntPrjfolder\Network Data.IntPrjfolder\Main Grid.ElmNet\Bus170.ElmTerm\Cub_2.StaCubic | DEF | 0.10102 | 0.062622 | 0.11886 | 0.84994 | 0 | 0.17155 | 1 | 1 | 0 | 3PH-'D' | 0 | 0 | 1746414226 | 0 | constq | 0 | 0 | 0 | 100 | ND0011 | ["Phase 1, phase 2, phase 3 will be estimated."] | 0 | 0 | 0 | 0 | 0 | 1 | 0 | 0 | 1970-01-01T00:00:00Z | 0 | 0.84994 | 1 | 0.84994 | 1 | 0.84994 | 1 | 0.84994 | Network Model.IntPrjfolder\Network Data.IntPrjfolder\Areas.IntArea\SANGKAPURA.ElmArea | Network Model.IntPrjfolder\Network Data.IntPrjfolder\Main Grid.ElmNet | Network Model.IntPrjfolder\Network Data.IntPrjfolder\Main Grid.ElmNet | 0 | 0 | 0 | 0 | 0 | 0 | 0 | 0 | 0 | 0 | 0 | 100 | 0 | MAN | 0 | 0 | 0 | 0 | 0 | 0 | 0 | 0.2 | 0.195 | 0.195 | 0.195 | 0.095 | 0.24 | 1 | 1746583462 | 0 | 0 | 0 | 0 | 0 | 1 | 0 | 0 | 0 | 0 | 0 | 0 | 0 | 0 | 0 | 0 | 0 | 0 | 0.17155 | 0 | 0.17155 | 0 | 0.17155 | 0 | 0.17155 | 0 | 0.17155 | 0 | 0.17155 | 0 | 0 | 0 | 0 | 0 | 1 | 4907907 | 0 | 0 | 0 | 0 | 0 | 0 | 0 | 0 | 0 | 4905050 | 0.10102 | 0 | 0.10102 | 0 | 0.10102 | 0 | 0.10102 | 0 | 0 | 0.062622 | 0 | 0.062622 | 0 | 0.062622 | 0 | 0.062622 | 0.01 | 99999 | 99999 | 0 | 0.04 | 0.1 | 0.1 | 1 | 0 | 1000 | 100 | 0 | 0 | 0 | 0 | 0 | 0 | 0 | 0.11886 | 0 | 0.11886 | 0 | 0.11886 | 0 | 0.11886 | 100 | 4294967294 | 0 | 1 | 1.05 | 0.95 | 0.1 | 99999 | 99999 | 99999 | 0.04 | 10 | 10 | 10 | 1
ND0012 | Network Model.IntPrjfolder\Network Data.IntPrjfolder\Main Grid.ElmNet\ND0012.ElmLod | 0 | Network Model.IntPrjfolder\Network Data.IntPrjfolder\Main Grid.ElmNet | Network Model.IntPrjfolder\Network Data.IntPrjfolder\Main Grid.ElmNet\Terminal(34).ElmTerm\Cub_2.StaCubic | DEF | 0.01533 | 0.00949 | 0.01803 | 0.85027 | 0 | 0.026024 | 1 | 1 | 0 | 3PH-'D' | 0 | 0 | 1746414296 | 0 | constq | 0 | 0 | 0 | 100 | ND0012 | ["Phase 1, phase 2, phase 3 will be estimated."] | 0 | 0 | 0 | 0 | 0 | 1 | 0 | 0 | 1970-01-01T00:00:00Z | 0 | 0.85027 | 1 | 0.85027 | 1 | 0.85027 | 1 | 0.85027 | Network Model.IntPrjfolder\Network Data.IntPrjfolder\Areas.IntArea\SANGKAPURA.ElmArea | Network Model.IntPrjfolder\Network Data.IntPrjfolder\Main Grid.ElmNet | Network Model.IntPrjfolder\Network Data.IntPrjfolder\Main Grid.ElmNet | 0 | 0 | 0 | 0 | 0 | 0 | 0 | 0 | 0 | 0 | 0 | 100 | 0 | MAN | 0 | 0 | 0 | 0 | 0 | 0 | 0 | 0.2 | 0.195 | 0.195 | 0.195 | 0.095 | 0.24 | 1 | 1746513893 | 0 | 0 | 0 | 0 | 0 | 1 | 0 | 0 | 0 | 0 | 0 | 0 | 0 | 0 | 0 | 0 | 0 | 0 | 0.026024 | 0 | 0.026024 | 0 | 0.026024 | 0 | 0.026024 | 0 | 0.026024 | 0 | 0.026024 | 0 | 0 | 0 | 0 | 0 | 1 | 4907933 | 0 | 0 | 0 | 0 | 0 | 0 | 0 | 0 | 0 | 4905050 | 0.01533 | 0 | 0.01533 | 0 | 0.01533 | 0 | 0.01533 | 0 | 0 | 0.00949 | 0 | 0.00949 | 0 | 0.00949 | 0 | 0.00949 | 0.01 | 99999 | 99999 | 0 | 0.04 | 0.1 | 0.1 | 1 | 0 | 1000 | 100 | 0 | 0 | 0 | 0 | 0 | 0 | 0 | 0.01803 | 0 | 0.01803 | 0 | 0.01803 | 0 | 0.01803 | 100 | 4294967294 | 0 | 1 | 1.05 | 0.95 | 0.1 | 99999 | 99999 | 99999 | 0.04 | 10 | 10 | 10 | 1
ND0013 | Network Model.IntPrjfolder\Network Data.IntPrjfolder\Main Grid.ElmNet\ND0013.ElmLod | 0 | Network Model.IntPrjfolder\Network Data.IntPrjfolder\Main Grid.ElmNet | Network Model.IntPrjfolder\Network Data.IntPrjfolder\Main Grid.ElmNet\Bus174.ElmTerm\Cub_2.StaCubic | DEF | 0.02506 | 0.015536 | 0.029485 | 0.84992 | 0 | 0.042557 | 1 | 1 | 0 | 3PH-'D' | 0 | 0 | 1746414457 | 0 | constq | 0 | 0 | 0 | 100 | ND0013 | ["Phase 1, phase 2, phase 3 will be estimated."] | 0 | 0 | 0 | 0 | 0 | 1 | 0 | 0 | 1970-01-01T00:00:00Z | 0 | 0.84992 | 1 | 0.84992 | 1 | 0.84992 | 1 | 0.84992 | Network Model.IntPrjfolder\Network Data.IntPrjfolder\Areas.IntArea\SANGKAPURA.ElmArea | Network Model.IntPrjfolder\Network Data.IntPrjfolder\Main Grid.ElmNet | Network Model.IntPrjfolder\Network Data.IntPrjfolder\Main Grid.ElmNet | 0 | 0 | 0 | 0 | 0 | 0 | 0 | 0 | 0 | 0 | 0 | 100 | 0 | MAN | 0 | 0 | 0 | 0 | 0 | 0 | 0 | 0.2 | 0.195 | 0.195 | 0.195 | 0.095 | 0.24 | 1 | 1746583468 | 0 | 0 | 0 | 0 | 0 | 1 | 0 | 0 | 0 | 0 | 0 | 0 | 0 | 0 | 0 | 0 | 0 | 0 | 0.042557 | 0 | 0.042557 | 0 | 0.042557 | 0 | 0.042557 | 0 | 0.042557 | 0 | 0.042557 | 0 | 0 | 0 | 0 | 0 | 1 | 4907968 | 0 | 0 | 0 | 0 | 0 | 0 | 0 | 0 | 0 | 4905050 | 0.02506 | 0 | 0.02506 | 0 | 0.02506 | 0 | 0.02506 | 0 | 0 | 0.015536 | 0 | 0.015536 | 0 | 0.015536 | 0 | 0.015536 | 0.01 | 99999 | 99999 | 0 | 0.04 | 0.1 | 0.1 | 1 | 0 | 1000 | 100 | 0 | 0 | 0 | 0 | 0 | 0 | 0 | 0.029485 | 0 | 0.029485 | 0 | 0.029485 | 0 | 0.029485 | 100 | 4294967294 | 0 | 1 | 1.05 | 0.95 | 0.1 | 99999 | 99999 | 99999 | 0.04 | 10 | 10 | 10 | 1
ND0102 | Network Model.IntPrjfolder\Network Data.IntPrjfolder\Main Grid.ElmNet\ND0102.ElmLod | 0 | Network Model.IntPrjfolder\Network Data.IntPrjfolder\Main Grid.ElmNet | Network Model.IntPrjfolder\Network Data.IntPrjfolder\Main Grid.ElmNet\Bus176.ElmTerm\Cub_2.StaCubic | DEF | 0.04119 | 0.02553 | 0.04846 | 0.84997 | 0 | 0.069946 | 1 | 1 | 0 | 3PH-'D' | 0 | 0 | 1746414826 | 0 | constq | 0 | 0 | 0 | 100 | ND0102 | ["Phase 1, phase 2, phase 3 will be estimated."] | 0 | 0 | 0 | 0 | 0 | 1 | 0 | 0 | 1970-01-01T00:00:00Z | 0 | 0.84997 | 1 | 0.84997 | 1 | 0.84997 | 1 | 0.84997 | Network Model.IntPrjfolder\Network Data.IntPrjfolder\Areas.IntArea\SANGKAPURA.ElmArea | Network Model.IntPrjfolder\Network Data.IntPrjfolder\Main Grid.ElmNet | Network Model.IntPrjfolder\Network Data.IntPrjfolder\Main Grid.ElmNet | 0 | 0 | 0 | 0 | 0 | 0 | 0 | 0 | 0 | 0 | 0 | 100 | 0 | MAN | 0 | 0 | 0 | 0 | 0 | 0 | 0 | 0.2 | 0.195 | 0.195 | 0.195 | 0.095 | 0.24 | 1 | 1746513893 | 0 | 0 | 0 | 0 | 0 | 1 | 0 | 0 | 0 | 0 | 0 | 0 | 0 | 0 | 0 | 0 | 0 | 0 | 0.069946 | 0 | 0.069946 | 0 | 0.069946 | 0 | 0.069946 | 0 | 0.069946 | 0 | 0.069946 | 0 | 0 | 0 | 0 | 0 | 1 | 4908002 | 0 | 0 | 0 | 0 | 0 | 0 | 0 | 0 | 0 | 4905050 | 0.04119 | 0 | 0.04119 | 0 | 0.04119 | 0 | 0.04119 | 0 | 0 | 0.02553 | 0 | 0.02553 | 0 | 0.02553 | 0 | 0.02553 | 0.01 | 99999 | 99999 | 0 | 0.04 | 0.1 | 0.1 | 1 | 0 | 1000 | 100 | 0 | 0 | 0 | 0 | 0 | 0 | 0 | 0.04846 | 0 | 0.04846 | 0 | 0.04846 | 0 | 0.04846 | 100 | 4294967294 | 0 | 1 | 1.05 | 0.95 | 0.1 | 99999 | 99999 | 99999 | 0.04 | 10 | 10 | 10 | 1
ND0070 | Network Model.IntPrjfolder\Network Data.IntPrjfolder\Main Grid.ElmNet\ND0070.ElmLod | 0 | Network Model.IntPrjfolder\Network Data.IntPrjfolder\Main Grid.ElmNet | Network Model.IntPrjfolder\Network Data.IntPrjfolder\Main Grid.ElmNet\Bus178.ElmTerm\Cub_2.StaCubic | DEF | 0.02842 | 0.01761 | 0.033434 | 0.85004 | 0 | 0.048257 | 1 | 1 | 0 | 3PH-'D' | 0 | 0 | 1746415004 | 0 | constq | 0 | 0 | 0 | 100 | ND0070 | ["Phase 1, phase 2, phase 3 will be estimated."] | 0 | 0 | 0 | 0 | 0 | 1 | 0 | 0 | 1970-01-01T00:00:00Z | 0 | 0.85004 | 1 | 0.85004 | 1 | 0.85004 | 1 | 0.85004 | Network Model.IntPrjfolder\Network Data.IntPrjfolder\Areas.IntArea\SANGKAPURA.ElmArea | Network Model.IntPrjfolder\Network Data.IntPrjfolder\Main Grid.ElmNet | Network Model.IntPrjfolder\Network Data.IntPrjfolder\Main Grid.ElmNet | 0 | 0 | 0 | 0 | 0 | 0 | 0 | 0 | 0 | 0 | 0 | 100 | 0 | MAN | 0 | 0 | 0 | 0 | 0 | 0 | 0 | 0.2 | 0.195 | 0.195 | 0.195 | 0.095 | 0.24 | 1 | 1746513893 | 0 | 0 | 0 | 0 | 0 | 1 | 0 | 0 | 0 | 0 | 0 | 0 | 0 | 0 | 0 | 0 | 0 | 0 | 0.048257 | 0 | 0.048257 | 0 | 0.048257 | 0 | 0.048257 | 0 | 0.048257 | 0 | 0.048257 | 0 | 0 | 0 | 0 | 0 | 1 | 4908046 | 0 | 0 | 0 | 0 | 0 | 0 | 0 | 0 | 0 | 4905050 | 0.02842 | 0 | 0.02842 | 0 | 0.02842 | 0 | 0.02842 | 0 | 0 | 0.01761 | 0 | 0.01761 | 0 | 0.01761 | 0 | 0.01761 | 0.01 | 99999 | 99999 | 0 | 0.04 | 0.1 | 0.1 | 1 | 0 | 1000 | 100 | 0 | 0 | 0 | 0 | 0 | 0 | 0 | 0.033434 | 0 | 0.033434 | 0 | 0.033434 | 0 | 0.033434 | 100 | 4294967294 | 0 | 1 | 1.05 | 0.95 | 0.1 | 99999 | 99999 | 99999 | 0.04 | 10 | 10 | 10 | 1
ND0071 | Network Model.IntPrjfolder\Network Data.IntPrjfolder\Main Grid.ElmNet\ND0071.ElmLod | 0 | Network Model.IntPrjfolder\Network Data.IntPrjfolder\Main Grid.ElmNet | Network Model.IntPrjfolder\Network Data.IntPrjfolder\Main Grid.ElmNet\Bus180.ElmTerm\Cub_2.StaCubic | DEF | 0.03564 | 0.02209 | 0.041931 | 0.84998 | 0 | 0.060522 | 1 | 1 | 0 | 3PH-'D' | 0 | 0 | 1746415154 | 0 | constq | 0 | 0 | 0 | 100 | ND0071 | ["Phase 1, phase 2, phase 3 will be estimated."] | 0 | 0 | 0 | 0 | 0 | 1 | 0 | 0 | 1970-01-01T00:00:00Z | 0 | 0.84998 | 1 | 0.84998 | 1 | 0.84998 | 1 | 0.84998 | Network Model.IntPrjfolder\Network Data.IntPrjfolder\Areas.IntArea\SANGKAPURA.ElmArea | Network Model.IntPrjfolder\Network Data.IntPrjfolder\Main Grid.ElmNet | Network Model.IntPrjfolder\Network Data.IntPrjfolder\Main Grid.ElmNet | 0 | 0 | 0 | 0 | 0 | 0 | 0 | 0 | 0 | 0 | 0 | 100 | 0 | MAN | 0 | 0 | 0 | 0 | 0 | 0 | 0 | 0.2 | 0.195 | 0.195 | 0.195 | 0.095 | 0.24 | 1 | 1746513893 | 0 | 0 | 0 | 0 | 0 | 1 | 0 | 0 | 0 | 0 | 0 | 0 | 0 | 0 | 0 | 0 | 0 | 0 | 0.060522 | 0 | 0.060522 | 0 | 0.060522 | 0 | 0.060522 | 0 | 0.060522 | 0 | 0.060522 | 0 | 0 | 0 | 0 | 0 | 1 | 4908073 | 0 | 0 | 0 | 0 | 0 | 0 | 0 | 0 | 0 | 4905050 | 0.03564 | 0 | 0.03564 | 0 | 0.03564 | 0 | 0.03564 | 0 | 0 | 0.02209 | 0 | 0.02209 | 0 | 0.02209 | 0 | 0.02209 | 0.01 | 99999 | 99999 | 0 | 0.04 | 0.1 | 0.1 | 1 | 0 | 1000 | 100 | 0 | 0 | 0 | 0 | 0 | 0 | 0 | 0.041931 | 0 | 0.041931 | 0 | 0.041931 | 0 | 0.041931 | 100 | 4294967294 | 0 | 1 | 1.05 | 0.95 | 0.1 | 99999 | 99999 | 99999 | 0.04 | 10 | 10 | 10 | 1
ND0072 | Network Model.IntPrjfolder\Network Data.IntPrjfolder\Main Grid.ElmNet\ND0072.ElmLod | 0 | Network Model.IntPrjfolder\Network Data.IntPrjfolder\Main Grid.ElmNet | Network Model.IntPrjfolder\Network Data.IntPrjfolder\Main Grid.ElmNet\Bus182.ElmTerm\Cub_2.StaCubic | DEF | 0.04745 | 0.02941 | 0.055825 | 0.84997 | 0 | 0.080577 | 1 | 1 | 0 | 3PH-'D' | 0 | 0 | 1746415350 | 0 | constq | 0 | 0 | 0 | 100 | ND0072 | ["Phase 1, phase 2, phase 3 will be estimated."] | 0 | 0 | 0 | 0 | 0 | 1 | 0 | 0 | 1970-01-01T00:00:00Z | 0 | 0.84997 | 1 | 0.84997 | 1 | 0.84997 | 1 | 0.84997 | Network Model.IntPrjfolder\Network Data.IntPrjfolder\Areas.IntArea\SANGKAPURA.ElmArea | Network Model.IntPrjfolder\Network Data.IntPrjfolder\Main Grid.ElmNet | Network Model.IntPrjfolder\Network Data.IntPrjfolder\Main Grid.ElmNet | 0 | 0 | 0 | 0 | 0 | 0 | 0 | 0 | 0 | 0 | 0 | 100 | 0 | MAN | 0 | 0 | 0 | 0 | 0 | 0 | 0 | 0.2 | 0.195 | 0.195 | 0.195 | 0.095 | 0.24 | 1 | 1746513893 | 0 | 0 | 0 | 0 | 0 | 1 | 0 | 0 | 0 | 0 | 0 | 0 | 0 | 0 | 0 | 0 | 0 | 0 | 0.080577 | 0 | 0.080577 | 0 | 0.080577 | 0 | 0.080577 | 0 | 0.080577 | 0 | 0.080577 | 0 | 0 | 0 | 0 | 0 | 1 | 4908117 | 0 | 0 | 0 | 0 | 0 | 0 | 0 | 0 | 0 | 4905050 | 0.04745 | 0 | 0.04745 | 0 | 0.04745 | 0 | 0.04745 | 0 | 0 | 0.02941 | 0 | 0.02941 | 0 | 0.02941 | 0 | 0.02941 | 0.01 | 99999 | 99999 | 0 | 0.04 | 0.1 | 0.1 | 1 | 0 | 1000 | 100 | 0 | 0 | 0 | 0 | 0 | 0 | 0 | 0.055825 | 0 | 0.055825 | 0 | 0.055825 | 0 | 0.055825 | 100 | 4294967294 | 0 | 1 | 1.05 | 0.95 | 0.1 | 99999 | 99999 | 99999 | 0.04 | 10 | 10 | 10 | 1
ND0068 | Network Model.IntPrjfolder\Network Data.IntPrjfolder\Main Grid.ElmNet\ND0068.ElmLod | 0 | Network Model.IntPrjfolder\Network Data.IntPrjfolder\Main Grid.ElmNet | Network Model.IntPrjfolder\Network Data.IntPrjfolder\Main Grid.ElmNet\Bus131.ElmTerm\Cub_2.StaCubic | DEF | 0.03008 | 0.01864 | 0.035387 | 0.85002 | 0 | 0.051077 | 1 | 1 | 0 | 3PH-'D' | 0 | 0 | 1746415450 | 0 | constq | 0 | 0 | 0 | 100 | ND0068 | ["Phase 1, phase 2, phase 3 will be estimated."] | 0 | 0 | 0 | 0 | 0 | 1 | 0 | 0 | 1970-01-01T00:00:00Z | 0 | 0.85002 | 1 | 0.85002 | 1 | 0.85002 | 1 | 0.85002 | Network Model.IntPrjfolder\Network Data.IntPrjfolder\Areas.IntArea\SANGKAPURA.ElmArea | Network Model.IntPrjfolder\Network Data.IntPrjfolder\Main Grid.ElmNet | Network Model.IntPrjfolder\Network Data.IntPrjfolder\Main Grid.ElmNet | 0 | 0 | 0 | 0 | 0 | 0 | 0 | 0 | 0 | 0 | 0 | 100 | 0 | MAN | 0 | 0 | 0 | 0 | 0 | 0 | 0 | 0.2 | 0.195 | 0.195 | 0.195 | 0.095 | 0.24 | 1 | 1746513893 | 0 | 0 | 0 | 0 | 0 | 1 | 0 | 0 | 0 | 0 | 0 | 0 | 0 | 0 | 0 | 0 | 0 | 0 | 0.051077 | 0 | 0.051077 | 0 | 0.051077 | 0 | 0.051077 | 0 | 0.051077 | 0 | 0.051077 | 0 | 0 | 0 | 0 | 0 | 1 | 4908159 | 0 | 0 | 0 | 0 | 0 | 0 | 0 | 0 | 0 | 4905050 | 0.03008 | 0 | 0.03008 | 0 | 0.03008 | 0 | 0.03008 | 0 | 0 | 0.01864 | 0 | 0.01864 | 0 | 0.01864 | 0 | 0.01864 | 0.01 | 99999 | 99999 | 0 | 0.04 | 0.1 | 0.1 | 1 | 0 | 1000 | 100 | 0 | 0 | 0 | 0 | 0 | 0 | 0 | 0.035387 | 0 | 0.035387 | 0 | 0.035387 | 0 | 0.035387 | 100 | 4294967294 | 0 | 1 | 1.05 | 0.95 | 0.1 | 99999 | 99999 | 99999 | 0.04 | 10 | 10 | 10 | 1
ND0069 | Network Model.IntPrjfolder\Network Data.IntPrjfolder\Main Grid.ElmNet\ND0069.ElmLod | 0 | Network Model.IntPrjfolder\Network Data.IntPrjfolder\Main Grid.ElmNet | Network Model.IntPrjfolder\Network Data.IntPrjfolder\Main Grid.ElmNet\Bus133.ElmTerm\Cub_2.StaCubic | DEF | 0.01353 | 0.00839 | 0.01592 | 0.84986 | 0 | 0.022979 | 1 | 1 | 0 | 3PH-'D' | 0 | 0 | 1746415451 | 0 | constq | 0 | 0 | 0 | 100 | ND0069 | ["Phase 1, phase 2, phase 3 will be estimated."] | 0 | 0 | 0 | 0 | 0 | 1 | 0 | 0 | 1970-01-01T00:00:00Z | 0 | 0.84986 | 1 | 0.84986 | 1 | 0.84986 | 1 | 0.84986 | Network Model.IntPrjfolder\Network Data.IntPrjfolder\Areas.IntArea\SANGKAPURA.ElmArea | Network Model.IntPrjfolder\Network Data.IntPrjfolder\Main Grid.ElmNet | Network Model.IntPrjfolder\Network Data.IntPrjfolder\Main Grid.ElmNet | 0 | 0 | 0 | 0 | 0 | 0 | 0 | 0 | 0 | 0 | 0 | 100 | 0 | MAN | 0 | 0 | 0 | 0 | 0 | 0 | 0 | 0.2 | 0.195 | 0.195 | 0.195 | 0.095 | 0.24 | 1 | 1746513893 | 0 | 0 | 0 | 0 | 0 | 1 | 0 | 0 | 0 | 0 | 0 | 0 | 0 | 0 | 0 | 0 | 0 | 0 | 0.022979 | 0 | 0.022979 | 0 | 0.022979 | 0 | 0.022979 | 0 | 0.022979 | 0 | 0.022979 | 0 | 0 | 0 | 0 | 0 | 1 | 4908163 | 0 | 0 | 0 | 0 | 0 | 0 | 0 | 0 | 0 | 4905050 | 0.01353 | 0 | 0.01353 | 0 | 0.01353 | 0 | 0.01353 | 0 | 0 | 0.00839 | 0 | 0.00839 | 0 | 0.00839 | 0 | 0.00839 | 0.01 | 99999 | 99999 | 0 | 0.04 | 0.1 | 0.1 | 1 | 0 | 1000 | 100 | 0 | 0 | 0 | 0 | 0 | 0 | 0 | 0.01592 | 0 | 0.01592 | 0 | 0.01592 | 0 | 0.01592 | 100 | 4294967294 | 0 | 1 | 1.05 | 0.95 | 0.1 | 99999 | 99999 | 99999 | 0.04 | 10 | 10 | 10 | 1
ND0067 | Network Model.IntPrjfolder\Network Data.IntPrjfolder\Main Grid.ElmNet\ND0067.ElmLod | 0 | Network Model.IntPrjfolder\Network Data.IntPrjfolder\Main Grid.ElmNet | Network Model.IntPrjfolder\Network Data.IntPrjfolder\Main Grid.ElmNet\Bus135.ElmTerm\Cub_2.StaCubic | DEF | 0.05222 | 0.03236 | 0.061434 | 0.85002 | 0 | 0.088672 | 1 | 1 | 0 | 3PH-'D' | 0 | 0 | 1746415553 | 0 | constq | 0 | 0 | 0 | 100 | ND0067 | ["Phase 1, phase 2, phase 3 will be estimated."] | 0 | 0 | 0 | 0 | 0 | 1 | 0 | 0 | 1970-01-01T00:00:00Z | 0 | 0.85002 | 1 | 0.85002 | 1 | 0.85002 | 1 | 0.85002 | Network Model.IntPrjfolder\Network Data.IntPrjfolder\Areas.IntArea\SANGKAPURA.ElmArea | Network Model.IntPrjfolder\Network Data.IntPrjfolder\Main Grid.ElmNet | Network Model.IntPrjfolder\Network Data.IntPrjfolder\Main Grid.ElmNet | 0 | 0 | 0 | 0 | 0 | 0 | 0 | 0 | 0 | 0 | 0 | 100 | 0 | MAN | 0 | 0 | 0 | 0 | 0 | 0 | 0 | 0.2 | 0.195 | 0.195 | 0.195 | 0.095 | 0.24 | 1 | 1746513893 | 0 | 0 | 0 | 0 | 0 | 1 | 0 | 0 | 0 | 0 | 0 | 0 | 0 | 0 | 0 | 0 | 0 | 0 | 0.088672 | 0 | 0.088672 | 0 | 0.088672 | 0 | 0.088672 | 0 | 0.088672 | 0 | 0.088672 | 0 | 0 | 0 | 0 | 0 | 1 | 4908193 | 0 | 0 | 0 | 0 | 0 | 0 | 0 | 0 | 0 | 4905050 | 0.05222 | 0 | 0.05222 | 0 | 0.05222 | 0 | 0.05222 | 0 | 0 | 0.03236 | 0 | 0.03236 | 0 | 0.03236 | 0 | 0.03236 | 0.01 | 99999 | 99999 | 0 | 0.04 | 0.1 | 0.1 | 1 | 0 | 1000 | 100 | 0 | 0 | 0 | 0 | 0 | 0 | 0 | 0.061434 | 0 | 0.061434 | 0 | 0.061434 | 0 | 0.061434 | 100 | 4294967294 | 0 | 1 | 1.05 | 0.95 | 0.1 | 99999 | 99999 | 99999 | 0.04 | 10 | 10 | 10 | 1
ND0084 | Network Model.IntPrjfolder\Network Data.IntPrjfolder\Main Grid.ElmNet\ND0084.ElmLod | 0 | Network Model.IntPrjfolder\Network Data.IntPrjfolder\Main Grid.ElmNet | Network Model.IntPrjfolder\Network Data.IntPrjfolder\Main Grid.ElmNet\Bus138.ElmTerm\Cub_2.StaCubic | DEF | 0.01422 | 0.00881 | 0.016728 | 0.85007 | 0 | 0.024145 | 1 | 1 | 0 | 3PH-'D' | 0 | 0 | 1746415681 | 0 | constq | 0 | 0 | 0 | 100 | ND0084 | ["Phase 1, phase 2, phase 3 will be estimated."] | 0 | 0 | 0 | 0 | 0 | 1 | 0 | 0 | 1970-01-01T00:00:00Z | 0 | 0.85007 | 1 | 0.85007 | 1 | 0.85007 | 1 | 0.85007 | Network Model.IntPrjfolder\Network Data.IntPrjfolder\Areas.IntArea\SANGKAPURA.ElmArea | Network Model.IntPrjfolder\Network Data.IntPrjfolder\Main Grid.ElmNet | Network Model.IntPrjfolder\Network Data.IntPrjfolder\Main Grid.ElmNet | 0 | 0 | 0 | 0 | 0 | 0 | 0 | 0 | 0 | 0 | 0 | 100 | 0 | MAN | 0 | 0 | 0 | 0 | 0 | 0 | 0 | 0.2 | 0.195 | 0.195 | 0.195 | 0.095 | 0.24 | 1 | 1746513893 | 0 | 0 | 0 | 0 | 0 | 1 | 0 | 0 | 0 | 0 | 0 | 0 | 0 | 0 | 0 | 0 | 0 | 0 | 0.024145 | 0 | 0.024145 | 0 | 0.024145 | 0 | 0.024145 | 0 | 0.024145 | 0 | 0.024145 | 0 | 0 | 0 | 0 | 0 | 1 | 4908223 | 0 | 0 | 0 | 0 | 0 | 0 | 0 | 0 | 0 | 4905050 | 0.01422 | 0 | 0.01422 | 0 | 0.01422 | 0 | 0.01422 | 0 | 0 | 0.00881 | 0 | 0.00881 | 0 | 0.00881 | 0 | 0.00881 | 0.01 | 99999 | 99999 | 0 | 0.04 | 0.1 | 0.1 | 1 | 0 | 1000 | 100 | 0 | 0 | 0 | 0 | 0 | 0 | 0 | 0.016728 | 0 | 0.016728 | 0 | 0.016728 | 0 | 0.016728 | 100 | 4294967294 | 0 | 1 | 1.05 | 0.95 | 0.1 | 99999 | 99999 | 99999 | 0.04 | 10 | 10 | 10 | 1
ND0066 | Network Model.IntPrjfolder\Network Data.IntPrjfolder\Main Grid.ElmNet\ND0066.ElmLod | 0 | Network Model.IntPrjfolder\Network Data.IntPrjfolder\Main Grid.ElmNet | Network Model.IntPrjfolder\Network Data.IntPrjfolder\Main Grid.ElmNet\Bus140.ElmTerm\Cub_2.StaCubic | DEF | 0.00911 | 0.00565 | 0.01072 | 0.84983 | 0 | 0.015473 | 1 | 1 | 0 | 3PH-'D' | 0 | 0 | 1746415761 | 0 | constq | 0 | 0 | 0 | 100 | ND0066 | ["Phase 1, phase 2, phase 3 will be estimated."] | 0 | 0 | 0 | 0 | 0 | 1 | 0 | 0 | 1970-01-01T00:00:00Z | 0 | 0.84983 | 1 | 0.84983 | 1 | 0.84983 | 1 | 0.84983 |  | Network Model.IntPrjfolder\Network Data.IntPrjfolder\Main Grid.ElmNet | Network Model.IntPrjfolder\Network Data.IntPrjfolder\Main Grid.ElmNet | 0 | 0 | 0 | 0 | 0 | 0 | 0 | 0 | 0 | 0 | 0 | 100 | 0 | MAN | 0 | 0 | 0 | 0 | 0 | 0 | 0 | 0.2 | 0.195 | 0.195 | 0.195 | 0.095 | 0.24 | 1 | 1746513893 | 0 | 0 | 0 | 0 | 0 | 1 | 0 | 0 | 0 | 0 | 0 | 0 | 0 | 0 | 0 | 0 | 0 | 0 | 0.015473 | 0 | 0.015473 | 0 | 0.015473 | 0 | 0.015473 | 0 | 0.015473 | 0 | 0.015473 | 0 | 0 | 0 | 0 | 0 | 1 | 4908251 | 0 | 0 | 0 | 0 | 0 | 0 | 0 | 0 | 0 | 4905050 | 0.00911 | 0 | 0.00911 | 0 | 0.00911 | 0 | 0.00911 | 0 | 0 | 0.00565 | 0 | 0.00565 | 0 | 0.00565 | 0 | 0.00565 | 0.01 | 99999 | 99999 | 0 | 0.04 | 0.1 | 0.1 | 1 | 0 | 1000 | 100 | 0 | 0 | 0 | 0 | 0 | 0 | 0 | 0.01072 | 0 | 0.01072 | 0 | 0.01072 | 0 | 0.01072 | 100 | 4294967294 | 0 | 1 | 1.05 | 0.95 | 0.1 | 99999 | 99999 | 99999 | 0.04 | 10 | 10 | 10 | 1
ND0065 | Network Model.IntPrjfolder\Network Data.IntPrjfolder\Main Grid.ElmNet\ND0065.ElmLod | 0 | Network Model.IntPrjfolder\Network Data.IntPrjfolder\Main Grid.ElmNet | Network Model.IntPrjfolder\Network Data.IntPrjfolder\Main Grid.ElmNet\Bus142.ElmTerm\Cub_2.StaCubic | DEF | 0.063436 | 0.03932 | 0.074633 | 0.84996 | 0 | 0.10772 | 1 | 1 | 0 | 3PH-'D' | 0 | 0 | 1746415927 | 0 | constq | 0 | 0 | 0 | 100 | ND0065 | ["Phase 1, phase 2, phase 3 will be estimated."] | 0 | 0 | 0 | 0 | 0 | 1 | 0 | 0 | 1970-01-01T00:00:00Z | 0 | 0.84996 | 1 | 0.84996 | 1 | 0.84996 | 1 | 0.84996 | Network Model.IntPrjfolder\Network Data.IntPrjfolder\Areas.IntArea\SANGKAPURA.ElmArea | Network Model.IntPrjfolder\Network Data.IntPrjfolder\Main Grid.ElmNet | Network Model.IntPrjfolder\Network Data.IntPrjfolder\Main Grid.ElmNet | 0 | 0 | 0 | 0 | 0 | 0 | 0 | 0 | 0 | 0 | 0 | 100 | 0 | MAN | 0 | 0 | 0 | 0 | 0 | 0 | 0 | 0.2 | 0.195 | 0.195 | 0.195 | 0.095 | 0.24 | 1 | 1746583480 | 0 | 0 | 0 | 0 | 0 | 1 | 0 | 0 | 0 | 0 | 0 | 0 | 0 | 0 | 0 | 0 | 0 | 0 | 0.10772 | 0 | 0.10772 | 0 | 0.10772 | 0 | 0.10772 | 0 | 0.10772 | 0 | 0.10772 | 0 | 0 | 0 | 0 | 0 | 1 | 4908281 | 0 | 0 | 0 | 0 | 0 | 0 | 0 | 0 | 0 | 4905050 | 0.063436 | 0 | 0.063436 | 0 | 0.063436 | 0 | 0.063436 | 0 | 0 | 0.03932 | 0 | 0.03932 | 0 | 0.03932 | 0 | 0.03932 | 0.01 | 99999 | 99999 | 0 | 0.04 | 0.1 | 0.1 | 1 | 0 | 1000 | 100 | 0 | 0 | 0 | 0 | 0 | 0 | 0 | 0.074633 | 0 | 0.074633 | 0 | 0.074633 | 0 | 0.074633 | 100 | 4294967294 | 0 | 1 | 1.05 | 0.95 | 0.1 | 99999 | 99999 | 99999 | 0.04 | 10 | 10 | 10 | 1
ND0064 | Network Model.IntPrjfolder\Network Data.IntPrjfolder\Main Grid.ElmNet\ND0064.ElmLod | 0 | Network Model.IntPrjfolder\Network Data.IntPrjfolder\Main Grid.ElmNet | Network Model.IntPrjfolder\Network Data.IntPrjfolder\Main Grid.ElmNet\Bus144.ElmTerm\Cub_2.StaCubic | DEF | 0.063045 | 0.039072 | 0.07417 | 0.85 | 0 | 0.10706 | 1 | 1 | 0 | 3PH-'D' | 0 | 0 | 1746416159 | 0 | constq | 0 | 0 | 0 | 100 | ND0064 | ["Phase 1, phase 2, phase 3 will be estimated."] | 0 | 0 | 0 | 0 | 0 | 1 | 0 | 0 | 1970-01-01T00:00:00Z | 0 | 0.85 | 1 | 0.85 | 1 | 0.85 | 1 | 0.85 | Network Model.IntPrjfolder\Network Data.IntPrjfolder\Areas.IntArea\SANGKAPURA.ElmArea | Network Model.IntPrjfolder\Network Data.IntPrjfolder\Main Grid.ElmNet | Network Model.IntPrjfolder\Network Data.IntPrjfolder\Main Grid.ElmNet | 0 | 0 | 0 | 0 | 0 | 0 | 0 | 0 | 0 | 0 | 0 | 100 | 0 | MAN | 0 | 0 | 0 | 0 | 0 | 0 | 0 | 0.2 | 0.195 | 0.195 | 0.195 | 0.095 | 0.24 | 1 | 1746583480 | 0 | 0 | 0 | 0 | 0 | 1 | 0 | 0 | 0 | 0 | 0 | 0 | 0 | 0 | 0 | 0 | 0 | 0 | 0.10706 | 0 | 0.10706 | 0 | 0.10706 | 0 | 0.10706 | 0 | 0.10706 | 0 | 0.10706 | 0 | 0 | 0 | 0 | 0 | 1 | 4908326 | 0 | 0 | 0 | 0 | 0 | 0 | 0 | 0 | 0 | 4905050 | 0.063045 | 0 | 0.063045 | 0 | 0.063045 | 0 | 0.063045 | 0 | 0 | 0.039072 | 0 | 0.039072 | 0 | 0.039072 | 0 | 0.039072 | 0.01 | 99999 | 99999 | 0 | 0.04 | 0.1 | 0.1 | 1 | 0 | 1000 | 100 | 0 | 0 | 0 | 0 | 0 | 0 | 0 | 0.07417 | 0 | 0.07417 | 0 | 0.07417 | 0 | 0.07417 | 100 | 4294967294 | 0 | 1 | 1.05 | 0.95 | 0.1 | 99999 | 99999 | 99999 | 0.04 | 10 | 10 | 10 | 1
ND0063 | Network Model.IntPrjfolder\Network Data.IntPrjfolder\Main Grid.ElmNet\ND0063.ElmLod | 0 | Network Model.IntPrjfolder\Network Data.IntPrjfolder\Main Grid.ElmNet | Network Model.IntPrjfolder\Network Data.IntPrjfolder\Main Grid.ElmNet\Bus146.ElmTerm\Cub_2.StaCubic | DEF | 0.023471 | 0.014544 | 0.027612 | 0.85004 | 0 | 0.039854 | 1 | 1 | 0 | 3PH-'D' | 0 | 0 | 1746416324 | 0 | constq | 0 | 0 | 0 | 100 | ND0063 | ["Phase 1, phase 2, phase 3 will be estimated."] | 0 | 0 | 0 | 0 | 0 | 1 | 0 | 0 | 1970-01-01T00:00:00Z | 0 | 0.85004 | 1 | 0.85004 | 1 | 0.85004 | 1 | 0.85004 | Network Model.IntPrjfolder\Network Data.IntPrjfolder\Areas.IntArea\SANGKAPURA.ElmArea | Network Model.IntPrjfolder\Network Data.IntPrjfolder\Main Grid.ElmNet | Network Model.IntPrjfolder\Network Data.IntPrjfolder\Main Grid.ElmNet | 0 | 0 | 0 | 0 | 0 | 0 | 0 | 0 | 0 | 0 | 0 | 100 | 0 | MAN | 0 | 0 | 0 | 0 | 0 | 0 | 0 | 0.2 | 0.195 | 0.195 | 0.195 | 0.095 | 0.24 | 1 | 1746583480 | 0 | 0 | 0 | 0 | 0 | 1 | 0 | 0 | 0 | 0 | 0 | 0 | 0 | 0 | 0 | 0 | 0 | 0 | 0.039854 | 0 | 0.039854 | 0 | 0.039854 | 0 | 0.039854 | 0 | 0.039854 | 0 | 0.039854 | 0 | 0 | 0 | 0 | 0 | 1 | 4908353 | 0 | 0 | 0 | 0 | 0 | 0 | 0 | 0 | 0 | 4905050 | 0.023471 | 0 | 0.023471 | 0 | 0.023471 | 0 | 0.023471 | 0 | 0 | 0.014544 | 0 | 0.014544 | 0 | 0.014544 | 0 | 0.014544 | 0.01 | 99999 | 99999 | 0 | 0.04 | 0.1 | 0.1 | 1 | 0 | 1000 | 100 | 0 | 0 | 0 | 0 | 0 | 0 | 0 | 0.027612 | 0 | 0.027612 | 0 | 0.027612 | 0 | 0.027612 | 100 | 4294967294 | 0 | 1 | 1.05 | 0.95 | 0.1 | 99999 | 99999 | 99999 | 0.04 | 10 | 10 | 10 | 1
ND0100 | Network Model.IntPrjfolder\Network Data.IntPrjfolder\Main Grid.ElmNet\ND0100.ElmLod | 0 | Network Model.IntPrjfolder\Network Data.IntPrjfolder\Main Grid.ElmNet | Network Model.IntPrjfolder\Network Data.IntPrjfolder\Main Grid.ElmNet\Bus363.ElmTerm\Cub_2.StaCubic | DEF | 0.04016 | 0.02488 | 0.047242 | 0.85008 | 0 | 0.068188 | 1 | 1 | 0 | 3PH-'D' | 0 | 0 | 1746416463 | 0 | constq | 0 | 0 | 0 | 100 | ND0100 | ["Phase 1, phase 2, phase 3 will be estimated."] | 0 | 0 | 0 | 0 | 0 | 1 | 0 | 0 | 1970-01-01T00:00:00Z | 0 | 0.85008 | 1 | 0.85008 | 1 | 0.85008 | 1 | 0.85008 | Network Model.IntPrjfolder\Network Data.IntPrjfolder\Areas.IntArea\SANGKAPURA.ElmArea | Network Model.IntPrjfolder\Network Data.IntPrjfolder\Main Grid.ElmNet | Network Model.IntPrjfolder\Network Data.IntPrjfolder\Main Grid.ElmNet | 0 | 0 | 0 | 0 | 0 | 0 | 0 | 0 | 0 | 0 | 0 | 100 | 0 | MAN | 0 | 0 | 0 | 0 | 0 | 0 | 0 | 0.2 | 0.195 | 0.195 | 0.195 | 0.095 | 0.24 | 1 | 1746513893 | 0 | 0 | 0 | 0 | 0 | 1 | 0 | 0 | 0 | 0 | 0 | 0 | 0 | 0 | 0 | 0 | 0 | 0 | 0.068188 | 0 | 0.068188 | 0 | 0.068188 | 0 | 0.068188 | 0 | 0.068188 | 0 | 0.068188 | 0 | 0 | 0 | 0 | 0 | 1 | 4908386 | 0 | 0 | 0 | 0 | 0 | 0 | 0 | 0 | 0 | 4905050 | 0.04016 | 0 | 0.04016 | 0 | 0.04016 | 0 | 0.04016 | 0 | 0 | 0.02488 | 0 | 0.02488 | 0 | 0.02488 | 0 | 0.02488 | 0.01 | 99999 | 99999 | 0 | 0.04 | 0.1 | 0.1 | 1 | 0 | 1000 | 100 | 0 | 0 | 0 | 0 | 0 | 0 | 0 | 0.047242 | 0 | 0.047242 | 0 | 0.047242 | 0 | 0.047242 | 100 | 4294967294 | 0 | 1 | 1.05 | 0.95 | 0.1 | 99999 | 99999 | 99999 | 0.04 | 10 | 10 | 10 | 1
ND0078 | Network Model.IntPrjfolder\Network Data.IntPrjfolder\Main Grid.ElmNet\ND0078.ElmLod | 0 | Network Model.IntPrjfolder\Network Data.IntPrjfolder\Main Grid.ElmNet | Network Model.IntPrjfolder\Network Data.IntPrjfolder\Main Grid.ElmNet\Bus368.ElmTerm\Cub_2.StaCubic | DEF | 0.06256 | 0.03878 | 0.073605 | 0.84995 | 0 | 0.10624 | 1 | 1 | 0 | 3PH-'D' | 0 | 0 | 1746417579 | 0 | constq | 0 | 0 | 0 | 100 | ND0078 | ["Phase 1, phase 2, phase 3 will be estimated."] | 0 | 0 | 0 | 0 | 0 | 1 | 0 | 0 | 1970-01-01T00:00:00Z | 0 | 0.84995 | 1 | 0.84995 | 1 | 0.84995 | 1 | 0.84995 | Network Model.IntPrjfolder\Network Data.IntPrjfolder\Areas.IntArea\SANGKAPURA.ElmArea | Network Model.IntPrjfolder\Network Data.IntPrjfolder\Main Grid.ElmNet | Network Model.IntPrjfolder\Network Data.IntPrjfolder\Main Grid.ElmNet | 0 | 0 | 0 | 0 | 0 | 0 | 0 | 0 | 0 | 0 | 0 | 100 | 0 | MAN | 0 | 0 | 0 | 0 | 0 | 0 | 0 | 0.2 | 0.195 | 0.195 | 0.195 | 0.095 | 0.24 | 1 | 1746513893 | 0 | 0 | 0 | 0 | 0 | 1 | 0 | 0 | 0 | 0 | 0 | 0 | 0 | 0 | 0 | 0 | 0 | 0 | 0.10624 | 0 | 0.10624 | 0 | 0.10624 | 0 | 0.10624 | 0 | 0.10624 | 0 | 0.10624 | 0 | 0 | 0 | 0 | 0 | 1 | 4908436 | 0 | 0 | 0 | 0 | 0 | 0 | 0 | 0 | 0 | 4905050 | 0.06256 | 0 | 0.06256 | 0 | 0.06256 | 0 | 0.06256 | 0 | 0 | 0.03878 | 0 | 0.03878 | 0 | 0.03878 | 0 | 0.03878 | 0.01 | 99999 | 99999 | 0 | 0.04 | 0.1 | 0.1 | 1 | 0 | 1000 | 100 | 0 | 0 | 0 | 0 | 0 | 0 | 0 | 0.073605 | 0 | 0.073605 | 0 | 0.073605 | 0 | 0.073605 | 100 | 4294967294 | 0 | 1 | 1.05 | 0.95 | 0.1 | 99999 | 99999 | 99999 | 0.04 | 10 | 10 | 10 | 1
ND0080 | Network Model.IntPrjfolder\Network Data.IntPrjfolder\Main Grid.ElmNet\ND0080.ElmLod | 0 | Network Model.IntPrjfolder\Network Data.IntPrjfolder\Main Grid.ElmNet | Network Model.IntPrjfolder\Network Data.IntPrjfolder\Main Grid.ElmNet\Bus366.ElmTerm\Cub_2.StaCubic | DEF | 0.013008 | 0.0080678 | 0.015306 | 0.84981 | 0 | 0.022093 | 1 | 1 | 0 | 3PH-'D' | 0 | 0 | 1746417580 | 0 | constq | 0 | 0 | 0 | 100 | ND0080 | ["Phase 1, phase 2, phase 3 will be estimated."] | 0 | 0 | 0 | 0 | 0 | 1 | 0 | 0 | 1970-01-01T00:00:00Z | 0 | 0.84981 | 1 | 0.84981 | 1 | 0.84981 | 1 | 0.84981 | Network Model.IntPrjfolder\Network Data.IntPrjfolder\Areas.IntArea\SANGKAPURA.ElmArea | Network Model.IntPrjfolder\Network Data.IntPrjfolder\Main Grid.ElmNet | Network Model.IntPrjfolder\Network Data.IntPrjfolder\Main Grid.ElmNet | 0 | 0 | 0 | 0 | 0 | 0 | 0 | 0 | 0 | 0 | 0 | 100 | 0 | MAN | 0 | 0 | 0 | 0 | 0 | 0 | 0 | 0.2 | 0.195 | 0.195 | 0.195 | 0.095 | 0.24 | 1 | 1746583487 | 0 | 0 | 0 | 0 | 0 | 1 | 0 | 0 | 0 | 0 | 0 | 0 | 0 | 0 | 0 | 0 | 0 | 0 | 0.022093 | 0 | 0.022093 | 0 | 0.022093 | 0 | 0.022093 | 0 | 0.022093 | 0 | 0.022093 | 0 | 0 | 0 | 0 | 0 | 1 | 4908440 | 0 | 0 | 0 | 0 | 0 | 0 | 0 | 0 | 0 | 4905050 | 0.013008 | 0 | 0.013008 | 0 | 0.013008 | 0 | 0.013008 | 0 | 0 | 0.0080678 | 0 | 0.0080678 | 0 | 0.0080678 | 0 | 0.0080678 | 0.01 | 99999 | 99999 | 0 | 0.04 | 0.1 | 0.1 | 1 | 0 | 1000 | 100 | 0 | 0 | 0 | 0 | 0 | 0 | 0 | 0.015306 | 0 | 0.015306 | 0 | 0.015306 | 0 | 0.015306 | 100 | 4294967294 | 0 | 1 | 1.05 | 0.95 | 0.1 | 99999 | 99999 | 99999 | 0.04 | 10 | 10 | 10 | 1
ND0062 | Network Model.IntPrjfolder\Network Data.IntPrjfolder\Main Grid.ElmNet\ND0062.ElmLod | 0 | Network Model.IntPrjfolder\Network Data.IntPrjfolder\Main Grid.ElmNet | Network Model.IntPrjfolder\Network Data.IntPrjfolder\Main Grid.ElmNet\Bus342.ElmTerm\Cub_2.StaCubic | DEF | 0.0362 | 0.02244 | 0.042591 | 0.84994 | 0 | 0.061475 | 1 | 1 | 0 | 3PH-'D' | 0 | 0 | 1746417770 | 0 | constq | 0 | 0 | 0 | 100 | ND0062 | ["Phase 1, phase 2, phase 3 will be estimated."] | 0 | 0 | 0 | 0 | 0 | 1 | 0 | 0 | 1970-01-01T00:00:00Z | 0 | 0.84994 | 1 | 0.84994 | 1 | 0.84994 | 1 | 0.84994 | Network Model.IntPrjfolder\Network Data.IntPrjfolder\Areas.IntArea\SANGKAPURA.ElmArea | Network Model.IntPrjfolder\Network Data.IntPrjfolder\Main Grid.ElmNet | Network Model.IntPrjfolder\Network Data.IntPrjfolder\Main Grid.ElmNet | 0 | 0 | 0 | 0 | 0 | 0 | 0 | 0 | 0 | 0 | 0 | 100 | 0 | MAN | 0 | 0 | 0 | 0 | 0 | 0 | 0 | 0.2 | 0.195 | 0.195 | 0.195 | 0.095 | 0.24 | 1 | 1746513893 | 0 | 0 | 0 | 0 | 0 | 1 | 0 | 0 | 0 | 0 | 0 | 0 | 0 | 0 | 0 | 0 | 0 | 0 | 0.061475 | 0 | 0.061475 | 0 | 0.061475 | 0 | 0.061475 | 0 | 0.061475 | 0 | 0.061475 | 0 | 0 | 0 | 0 | 0 | 1 | 4908478 | 0 | 0 | 0 | 0 | 0 | 0 | 0 | 0 | 0 | 4905050 | 0.0362 | 0 | 0.0362 | 0 | 0.0362 | 0 | 0.0362 | 0 | 0 | 0.02244 | 0 | 0.02244 | 0 | 0.02244 | 0 | 0.02244 | 0.01 | 99999 | 99999 | 0 | 0.04 | 0.1 | 0.1 | 1 | 0 | 1000 | 100 | 0 | 0 | 0 | 0 | 0 | 0 | 0 | 0.042591 | 0 | 0.042591 | 0 | 0.042591 | 0 | 0.042591 | 100 | 4294967294 | 0 | 1 | 1.05 | 0.95 | 0.1 | 99999 | 99999 | 99999 | 0.04 | 10 | 10 | 10 | 1
ND0073 | Network Model.IntPrjfolder\Network Data.IntPrjfolder\Main Grid.ElmNet\ND0073.ElmLod | 0 | Network Model.IntPrjfolder\Network Data.IntPrjfolder\Main Grid.ElmNet | Network Model.IntPrjfolder\Network Data.IntPrjfolder\Main Grid.ElmNet\Bus347.ElmTerm\Cub_2.StaCubic | DEF | 0.04673 | 0.02896 | 0.054976 | 0.85001 | 0 | 0.079351 | 1 | 1 | 0 | 3PH-'D' | 0 | 0 | 1746417850 | 0 | constq | 0 | 0 | 0 | 100 | ND0073 | ["Phase 1, phase 2, phase 3 will be estimated."] | 0 | 0 | 0 | 0 | 0 | 1 | 0 | 0 | 1970-01-01T00:00:00Z | 0 | 0.85001 | 1 | 0.85001 | 1 | 0.85001 | 1 | 0.85001 | Network Model.IntPrjfolder\Network Data.IntPrjfolder\Areas.IntArea\SANGKAPURA.ElmArea | Network Model.IntPrjfolder\Network Data.IntPrjfolder\Main Grid.ElmNet | Network Model.IntPrjfolder\Network Data.IntPrjfolder\Main Grid.ElmNet | 0 | 0 | 0 | 0 | 0 | 0 | 0 | 0 | 0 | 0 | 0 | 100 | 0 | MAN | 0 | 0 | 0 | 0 | 0 | 0 | 0 | 0.2 | 0.195 | 0.195 | 0.195 | 0.095 | 0.24 | 1 | 1746513893 | 0 | 0 | 0 | 0 | 0 | 1 | 0 | 0 | 0 | 0 | 0 | 0 | 0 | 0 | 0 | 0 | 0 | 0 | 0.079351 | 0 | 0.079351 | 0 | 0.079351 | 0 | 0.079351 | 0 | 0.079351 | 0 | 0.079351 | 0 | 0 | 0 | 0 | 0 | 1 | 4908529 | 0 | 0 | 0 | 0 | 0 | 0 | 0 | 0 | 0 | 4905050 | 0.04673 | 0 | 0.04673 | 0 | 0.04673 | 0 | 0.04673 | 0 | 0 | 0.02896 | 0 | 0.02896 | 0 | 0.02896 | 0 | 0.02896 | 0.01 | 99999 | 99999 | 0 | 0.04 | 0.1 | 0.1 | 1 | 0 | 1000 | 100 | 0 | 0 | 0 | 0 | 0 | 0 | 0 | 0.054976 | 0 | 0.054976 | 0 | 0.054976 | 0 | 0.054976 | 100 | 4294967294 | 0 | 1 | 1.05 | 0.95 | 0.1 | 99999 | 99999 | 99999 | 0.04 | 10 | 10 | 10 | 1
ND0101 | Network Model.IntPrjfolder\Network Data.IntPrjfolder\Main Grid.ElmNet\ND0101.ElmLod | 0 | Network Model.IntPrjfolder\Network Data.IntPrjfolder\Main Grid.ElmNet | Network Model.IntPrjfolder\Network Data.IntPrjfolder\Main Grid.ElmNet\Bus353.ElmTerm\Cub_2.StaCubic | DEF | 0.013554 | 0.0084015 | 0.015947 | 0.84996 | 0 | 0.023017 | 1 | 1 | 0 | 3PH-'D' | 0 | 0 | 1746417850 | 0 | constq | 0 | 0 | 0 | 100 | ND0101 | ["Phase 1, phase 2, phase 3 will be estimated."] | 0 | 0 | 0 | 0 | 0 | 1 | 0 | 0 | 1970-01-01T00:00:00Z | 0 | 0.84996 | 1 | 0.84996 | 1 | 0.84996 | 1 | 0.84996 | Network Model.IntPrjfolder\Network Data.IntPrjfolder\Areas.IntArea\SANGKAPURA.ElmArea | Network Model.IntPrjfolder\Network Data.IntPrjfolder\Main Grid.ElmNet | Network Model.IntPrjfolder\Network Data.IntPrjfolder\Main Grid.ElmNet | 0 | 0 | 0 | 0 | 0 | 0 | 0 | 0 | 0 | 0 | 0 | 100 | 0 | MAN | 0 | 0 | 0 | 0 | 0 | 0 | 0 | 0.2 | 0.195 | 0.195 | 0.195 | 0.095 | 0.24 | 1 | 1746583493 | 0 | 0 | 0 | 0 | 0 | 1 | 0 | 0 | 0 | 0 | 0 | 0 | 0 | 0 | 0 | 0 | 0 | 0 | 0.023017 | 0 | 0.023017 | 0 | 0.023017 | 0 | 0.023017 | 0 | 0.023017 | 0 | 0.023017 | 0 | 0 | 0 | 0 | 0 | 1 | 4908533 | 0 | 0 | 0 | 0 | 0 | 0 | 0 | 0 | 0 | 4905050 | 0.013554 | 0 | 0.013554 | 0 | 0.013554 | 0 | 0.013554 | 0 | 0 | 0.0084015 | 0 | 0.0084015 | 0 | 0.0084015 | 0 | 0.0084015 | 0.01 | 99999 | 99999 | 0 | 0.04 | 0.1 | 0.1 | 1 | 0 | 1000 | 100 | 0 | 0 | 0 | 0 | 0 | 0 | 0 | 0.015947 | 0 | 0.015947 | 0 | 0.015947 | 0 | 0.015947 | 100 | 4294967294 | 0 | 1 | 1.05 | 0.95 | 0.1 | 99999 | 99999 | 99999 | 0.04 | 10 | 10 | 10 | 1

## ElmCoup
loc_name | _path | outserv | fold_id | bus1 | bus2 | on_off | aUsage | nphase | nneutral | GPSlat | GPSlon | appr_modif | appr_status | cDisplayName | ciDist | ciDistAll | ciDistAllRoot | ciDistRoot | ciEarthed | ciEnergized | ciLater | ciOutaged | ciScenarioType | commissionDate | constr | cpArea | cpGrid | cpHeadFold | ctrl_type | cTswitch | cUserDefIndex | dat_src | deltaFlow | deltaFlowrel | dep_protOver | dpl1 | dpl2 | dpl3 | dpl4 | dpl5 | gnrl_modif | iAreaBus | iComDate | idetail | iExclRA | iNeutInter | Inom | InomPre | iNoOpt | iNormOpenSwt | iResDir | iRestore | iSchemeStatus | isclosed | iSep | iZoneBus | limitRevFlow | logEnvCurve | oid_ | pid_ | prot_fail | reclAttempts | rel_hasProt | rel_hasRecl | revFlowChk | shownValues | spon_prot_f | spon_prot_t | t_del_a | t_del_b | t_del_c | t_del_n | Tb | Tclear | tid_ | Tprot | Tswitch
Name [ ] | Object path (key) | Out of Service [ ] | In Folder [ ] | Terminal i [StaCubic] | Terminal j [StaCubic] | Closed [ ] | Switch Type [ ] | No. of Phases:1:2:3 [ ] | No. of Neutrals:0:1 [ ] | Geographical Position: Latitude / Northing [deg] | Geographical Position: Longitude / Easting [deg] | Approval Information: Modified [ ] | Approval Information: Status [ ] | Display Name [ ] | Distance from infeed in number of buses [ ] | Distance from infeed in number of buses including switches [ ] | Distance from first infeed in number of buses including switches [ ] | Distance from first infeed in number of buses [ ] | Earthed [ ] | Energized [ ] | Lateral Index [ ] | Planned Outage [ ] | Scenario Type [ ] | Commissioning Date [ ] | Year of Construction [ ] | Area [ElmArea] | Grid [ElmNet] | Head Folder [ ] | Fault Separation/ Power Restoration: Sectionalising:Remote Controlled (Stage 1):Indicator of Short Circuit (Stage 2):Manual (Stage 3) [ ] | Fault Separation/ Power Restoration: Time to open remote controlled switch [min] | User defined Index [ ] | Data source [ ] | Max. active power change [kW] | Max. active power change [%] | Failure Data for Protection: Unnecessary backup protection maloperation [%] | dpl1 [ ] | dpl2 [ ] | dpl3 [ ] | dpl4 [ ] | dpl5 [ ] | Object modified [ ] | Area [ ] | Commissioning Date [ ] | Detailed for calculation [ ] | Excluded from Running Arrangement [ ] | Switch interrupts neutral wire [ ] | Nominal Current [kA] | Pre-fault nominal current [kA] | Exclude from optimisation [ ] | Normally open switch [ ] | Fault Separation/ Power Restoration: Power Restoration [ ] | Use as power restoration switch [ ] | Scheme Status [ ] | Actual State:open:closed [ ] | Fault Separation/ Power Restoration: Switch can be opened during restoration [ ] | Zone [ ] | Limit reversed flow [ ] | Log TRV envelope:No:For first opening event only:For all opening events [ ] | ObjectID [ ] | ProjectID [ ] | Failure Data for Protection: Circuit breaker fails to open [%] | Fault clearance: Maximum number of reclosing attempts [ ] | Fault clearance: Consider as switch with protection device [ ] | Fault clearance: Consider as switch with automatic reclosing device [ ] | Relevant for the reversed power flow analysis [ ] | Value representation [ ] | Failure Data for Protection: Frequency of spurious protection operation [1/a] | Independent unnecessary open: Time to close [min] | Scatter: Phase a [ms] | Scatter: Phase b [ms] | Scatter: Phase c [ms] | Scatter: Neutral [ms] | Break Time [s] | Fault Clearing Time [s] | TimeID [ ] | Protection Tripping Time [s] | Fault Separation/ Power Restoration: Time to actuate switch [min]
Breaker/Switch | Network Model.IntPrjfolder\Network Data.IntPrjfolder\Main Grid.ElmNet\Breaker/Switch.ElmCoup | 0 | Network Model.IntPrjfolder\Network Data.IntPrjfolder\Main Grid.ElmNet | Network Model.IntPrjfolder\Network Data.IntPrjfolder\Main Grid.ElmNet\Bus4.ElmTerm\Cub_1.StaCubic | Network Model.IntPrjfolder\Network Data.IntPrjfolder\Main Grid.ElmNet\Terminal(3).ElmTerm\Cub_1.StaCubic | 1 | cbk | 3 | 0 | 0 | 0 | 1746339222 | 0 | Breaker/Switch | 0 | 0 | 0 | 0 | 0 | 1 | 0 | 0 | 4 | 1970-01-01T00:00:00Z | 0 |  | Network Model.IntPrjfolder\Network Data.IntPrjfolder\Main Grid.ElmNet | Network Model.IntPrjfolder\Network Data.IntPrjfolder\Main Grid.ElmNet | 0 | 0 | 0 | MAN | 0 | 0 | 0 | 0 | 0 | 0 | 0 | 0 | 1746494592 | 0 | 0 | 0 | 0 | 0 | 0 | 0 | 0 | 0 | 0 | 0 | 0 | 1 | 1 | 0 | 0 | 0 | 4905173 | 4905050 | 0 | 3 | 0 | 0 | 0 | 0 | 0 | 0 | 0 | 0 | 0 | 0 | 0 | 0.1 | 4294967294 | 0.1 | 30
Breaker/Switch(1) | Network Model.IntPrjfolder\Network Data.IntPrjfolder\Main Grid.ElmNet\Breaker/Switch(1).ElmCoup | 0 | Network Model.IntPrjfolder\Network Data.IntPrjfolder\Main Grid.ElmNet | Network Model.IntPrjfolder\Network Data.IntPrjfolder\Main Grid.ElmNet\Bus5.ElmTerm\Cub_1.StaCubic | Network Model.IntPrjfolder\Network Data.IntPrjfolder\Main Grid.ElmNet\Terminal(3).ElmTerm\Cub_2.StaCubic | 1 | cbk | 3 | 0 | 0 | 0 | 1746339232 | 0 | Breaker/Switch(1) | 0 | 0 | 0 | 0 | 0 | 1 | 0 | 0 | 4 | 1970-01-01T00:00:00Z | 0 |  | Network Model.IntPrjfolder\Network Data.IntPrjfolder\Main Grid.ElmNet | Network Model.IntPrjfolder\Network Data.IntPrjfolder\Main Grid.ElmNet | 0 | 0 | 0 | MAN | 0 | 0 | 0 | 0 | 0 | 0 | 0 | 0 | 1746494592 | 0 | 0 | 0 | 0 | 0 | 0 | 0 | 0 | 0 | 0 | 0 | 0 | 1 | 1 | 0 | 0 | 0 | 4905179 | 4905050 | 0 | 3 | 0 | 0 | 0 | 0 | 0 | 0 | 0 | 0 | 0 | 0 | 0 | 0.1 | 4294967294 | 0.1 | 30
Breaker/Switch(2) | Network Model.IntPrjfolder\Network Data.IntPrjfolder\Main Grid.ElmNet\Breaker/Switch(2).ElmCoup | 0 | Network Model.IntPrjfolder\Network Data.IntPrjfolder\Main Grid.ElmNet | Network Model.IntPrjfolder\Network Data.IntPrjfolder\Main Grid.ElmNet\Bus2.ElmTerm\Cub_3.StaCubic | Network Model.IntPrjfolder\Network Data.IntPrjfolder\Main Grid.ElmNet\Bus3.ElmTerm\Cub_3.StaCubic | 1 | cbk | 3 | 0 | 0 | 0 | 1746339692 | 0 | Breaker/Switch(2) | 0 | 0 | 0 | 0 | 0 | 1 | 0 | 0 | 4 | 1970-01-01T00:00:00Z | 0 |  | Network Model.IntPrjfolder\Network Data.IntPrjfolder\Main Grid.ElmNet | Network Model.IntPrjfolder\Network Data.IntPrjfolder\Main Grid.ElmNet | 0 | 0 | 0 | MAN | 0 | 0 | 0 | 0 | 0 | 0 | 0 | 0 | 1746339696 | 0 | 0 | 0 | 0 | 0 | 0 | 0 | 0 | 0 | 0 | 0 | 0 | 1 | 1 | 0 | 0 | 0 | 4905257 | 4905050 | 0 | 3 | 0 | 0 | 0 | 0 | 0 | 0 | 0 | 0 | 0 | 0 | 0 | 0.1 | 4294967294 | 0.1 | 30
Breaker/Switch(3) | Network Model.IntPrjfolder\Network Data.IntPrjfolder\Main Grid.ElmNet\Breaker/Switch(3).ElmCoup | 0 | Network Model.IntPrjfolder\Network Data.IntPrjfolder\Main Grid.ElmNet | Network Model.IntPrjfolder\Network Data.IntPrjfolder\Main Grid.ElmNet\Bus3.ElmTerm\Cub_4.StaCubic | Network Model.IntPrjfolder\Network Data.IntPrjfolder\Main Grid.ElmNet\Bus9.ElmTerm\Cub_5.StaCubic | 1 | cbk | 3 | 0 | 0 | 0 | 1746339704 | 0 | Breaker/Switch(3) | 0 | 0 | 0 | 0 | 0 | 1 | 0 | 0 | 4 | 1970-01-01T00:00:00Z | 0 |  | Network Model.IntPrjfolder\Network Data.IntPrjfolder\Main Grid.ElmNet | Network Model.IntPrjfolder\Network Data.IntPrjfolder\Main Grid.ElmNet | 0 | 0 | 0 | MAN | 0 | 0 | 0 | 0 | 0 | 0 | 0 | 0 | 1746339718 | 0 | 0 | 0 | 0 | 0 | 0 | 0 | 0 | 0 | 0 | 0 | 0 | 1 | 1 | 0 | 0 | 0 | 4905263 | 4905050 | 0 | 3 | 0 | 0 | 0 | 0 | 0 | 0 | 0 | 0 | 0 | 0 | 0 | 0.1 | 4294967294 | 0.1 | 30
Breaker/Switch(4) | Network Model.IntPrjfolder\Network Data.IntPrjfolder\Main Grid.ElmNet\Breaker/Switch(4).ElmCoup | 0 | Network Model.IntPrjfolder\Network Data.IntPrjfolder\Main Grid.ElmNet | Network Model.IntPrjfolder\Network Data.IntPrjfolder\Main Grid.ElmNet\Bus9.ElmTerm\Cub_6.StaCubic | Network Model.IntPrjfolder\Network Data.IntPrjfolder\Main Grid.ElmNet\Bus23.ElmTerm\Cub_4.StaCubic | 1 | cbk | 3 | 0 | 0 | 0 | 1746339738 | 0 | Breaker/Switch(4) | 0 | 0 | 0 | 0 | 0 | 1 | 0 | 0 | 4 | 1970-01-01T00:00:00Z | 0 |  | Network Model.IntPrjfolder\Network Data.IntPrjfolder\Main Grid.ElmNet | Network Model.IntPrjfolder\Network Data.IntPrjfolder\Main Grid.ElmNet | 0 | 0 | 0 | MAN | 0 | 0 | 0 | 0 | 0 | 0 | 0 | 0 | 1746339744 | 0 | 0 | 0 | 0 | 0 | 0 | 0 | 0 | 0 | 0 | 0 | 0 | 1 | 1 | 0 | 0 | 0 | 4905269 | 4905050 | 0 | 3 | 0 | 0 | 0 | 0 | 0 | 0 | 0 | 0 | 0 | 0 | 0 | 0.1 | 4294967294 | 0.1 | 30
CB KOTA | Network Model.IntPrjfolder\Network Data.IntPrjfolder\Main Grid.ElmNet\CB KOTA.ElmCoup | 0 | Network Model.IntPrjfolder\Network Data.IntPrjfolder\Main Grid.ElmNet | Network Model.IntPrjfolder\Network Data.IntPrjfolder\Main Grid.ElmNet\Bus2.ElmTerm\Cub_4.StaCubic | Network Model.IntPrjfolder\Network Data.IntPrjfolder\Main Grid.ElmNet\Terminal(6).ElmTerm\Cub_1.StaCubic | 1 | cbk | 3 | 0 | 0 | 0 | 1746339826 | 0 | CB KOTA | 0 | 0 | 0 | 0 | 0 | 1 | 0 | 0 | 4 | 1970-01-01T00:00:00Z | 0 |  | Network Model.IntPrjfolder\Network Data.IntPrjfolder\Main Grid.ElmNet | Network Model.IntPrjfolder\Network Data.IntPrjfolder\Main Grid.ElmNet | 0 | 0 | 0 | MAN | 0 | 0 | 0 | 0 | 0 | 0 | 0 | 0 | 1746339836 | 0 | 0 | 0 | 0 | 0 | 0 | 0 | 0 | 0 | 0 | 0 | 0 | 1 | 1 | 0 | 0 | 0 | 4905280 | 4905050 | 0 | 3 | 0 | 0 | 0 | 0 | 0 | 0 | 0 | 0 | 0 | 0 | 0 | 0.1 | 4294967294 | 0.1 | 30
LBSM PATEKEN | Network Model.IntPrjfolder\Network Data.IntPrjfolder\Main Grid.ElmNet\LBSM PATEKEN.ElmCoup | 0 | Network Model.IntPrjfolder\Network Data.IntPrjfolder\Main Grid.ElmNet | Network Model.IntPrjfolder\Network Data.IntPrjfolder\Main Grid.ElmNet\Terminal(7).ElmTerm\Cub_2.StaCubic | Network Model.IntPrjfolder\Network Data.IntPrjfolder\Main Grid.ElmNet\Bus42.ElmTerm\Cub_1.StaCubic | 1 | swt | 3 | 0 | 0 | 0 | 1746341029 | 0 | LBSM PATEKEN | 0 | 0 | 0 | 0 | 0 | 1 | 0 | 0 | 4 | 1970-01-01T00:00:00Z | 0 | Network Model.IntPrjfolder\Network Data.IntPrjfolder\Areas.IntArea\KOTA.ElmArea | Network Model.IntPrjfolder\Network Data.IntPrjfolder\Main Grid.ElmNet | Network Model.IntPrjfolder\Network Data.IntPrjfolder\Main Grid.ElmNet | 2 | 0 | 0 | MAN | 0 | 0 | 0 | 0 | 0 | 0 | 0 | 0 | 1746599794 | 0 | 0 | 0 | 0 | 0 | 0 | 0 | 0 | 0 | 0 | 0 | 0 | 1 | 1 | 0 | 0 | 0 | 4905418 | 4905050 | 0 | 3 | 0 | 0 | 0 | 0 | 0 | 0 | 0 | 0 | 0 | 0 | 0 | -1 | 4294967294 | 0.1 | 30
CB TAMBAK | Network Model.IntPrjfolder\Network Data.IntPrjfolder\Main Grid.ElmNet\CB TAMBAK.ElmCoup | 0 | Network Model.IntPrjfolder\Network Data.IntPrjfolder\Main Grid.ElmNet | Network Model.IntPrjfolder\Network Data.IntPrjfolder\Main Grid.ElmNet\Terminal(10).ElmTerm\Cub_1.StaCubic | Network Model.IntPrjfolder\Network Data.IntPrjfolder\Main Grid.ElmNet\Bus3.ElmTerm\Cub_5.StaCubic | 1 | cbk | 3 | 0 | 0 | 0 | 1746343207 | 0 | CB TAMBAK | 0 | 0 | 0 | 0 | 0 | 1 | 0 | 0 | 4 | 1970-01-01T00:00:00Z | 0 | Network Model.IntPrjfolder\Network Data.IntPrjfolder\Areas.IntArea\TAMBAK.ElmArea | Network Model.IntPrjfolder\Network Data.IntPrjfolder\Main Grid.ElmNet | Network Model.IntPrjfolder\Network Data.IntPrjfolder\Main Grid.ElmNet | 0 | 0 | 0 | MAN | 0 | 0 | 0 | 0 | 0 | 0 | 0 | 0 | 1746599839 | 0 | 0 | 0 | 0 | 0 | 0 | 0 | 0 | 0 | 0 | 0 | 0 | 1 | 1 | 0 | 0 | 0 | 4905875 | 4905050 | 0 | 3 | 0 | 0 | 0 | 0 | 0 | 0 | 0 | 0 | 0 | 0 | 0 | 0.1 | 4294967294 | 0.1 | 30
LBSM DAUN | Network Model.IntPrjfolder\Network Data.IntPrjfolder\Main Grid.ElmNet\LBSM DAUN.ElmCoup | 0 | Network Model.IntPrjfolder\Network Data.IntPrjfolder\Main Grid.ElmNet | Network Model.IntPrjfolder\Network Data.IntPrjfolder\Main Grid.ElmNet\Bus239.ElmTerm\Cub_1.StaCubic | Network Model.IntPrjfolder\Network Data.IntPrjfolder\Main Grid.ElmNet\Terminal(13).ElmTerm\Cub_2.StaCubic | 1 | swt | 3 | 0 | 0 | 0 | 1746365466 | 0 | LBSM DAUN | 0 | 0 | 0 | 0 | 0 | 1 | 0 | 0 | 4 | 1970-01-01T00:00:00Z | 0 | Network Model.IntPrjfolder\Network Data.IntPrjfolder\Areas.IntArea\TAMBAK.ElmArea | Network Model.IntPrjfolder\Network Data.IntPrjfolder\Main Grid.ElmNet | Network Model.IntPrjfolder\Network Data.IntPrjfolder\Main Grid.ElmNet | 2 | 0 | 0 | MAN | 0 | 0 | 0 | 0 | 0 | 0 | 0 | 0 | 1746599839 | 0 | 0 | 0 | 0 | 0 | 0 | 0 | 0 | 0 | 0 | 0 | 0 | 1 | 1 | 0 | 0 | 0 | 4906178 | 4905050 | 0 | 3 | 0 | 0 | 0 | 0 | 0 | 0 | 0 | 0 | 0 | 0 | 0 | -1 | 4294967294 | 0.1 | 30
LBS CARABAKA | Network Model.IntPrjfolder\Network Data.IntPrjfolder\Main Grid.ElmNet\LBS CARABAKA.ElmCoup | 0 | Network Model.IntPrjfolder\Network Data.IntPrjfolder\Main Grid.ElmNet | Network Model.IntPrjfolder\Network Data.IntPrjfolder\Main Grid.ElmNet\Bus263.ElmTerm\Cub_1.StaCubic | Network Model.IntPrjfolder\Network Data.IntPrjfolder\Main Grid.ElmNet\Terminal(15).ElmTerm\Cub_2.StaCubic | 1 | swt | 3 | 0 | 0 | 0 | 1746368207 | 0 | LBS CARABAKA | 0 | 0 | 0 | 0 | 0 | 1 | 0 | 0 | 4 | 1970-01-01T00:00:00Z | 0 | Network Model.IntPrjfolder\Network Data.IntPrjfolder\Areas.IntArea\TAMBAK.ElmArea | Network Model.IntPrjfolder\Network Data.IntPrjfolder\Main Grid.ElmNet | Network Model.IntPrjfolder\Network Data.IntPrjfolder\Main Grid.ElmNet | 2 | 0 | 0 | MAN | 0 | 0 | 0 | 0 | 0 | 0 | 0 | 0 | 1746599850 | 0 | 0 | 0 | 0 | 0 | 0 | 0 | 0 | 0 | 0 | 0 | 0 | 1 | 1 | 0 | 0 | 0 | 4906564 | 4905050 | 0 | 3 | 0 | 0 | 0 | 0 | 0 | 0 | 0 | 0 | 0 | 0 | 0 | -1 | 4294967294 | 0.1 | 30
LBS KEPUH TELUK MUR | Network Model.IntPrjfolder\Network Data.IntPrjfolder\Main Grid.ElmNet\LBS KEPUH TELUK MUR.ElmCoup | 0 | Network Model.IntPrjfolder\Network Data.IntPrjfolder\Main Grid.ElmNet | Network Model.IntPrjfolder\Network Data.IntPrjfolder\Main Grid.ElmNet\Bus108.ElmTerm\Cub_1.StaCubic | Network Model.IntPrjfolder\Network Data.IntPrjfolder\Main Grid.ElmNet\Terminal(18).ElmTerm\Cub_2.StaCubic | 1 | swt | 3 | 0 | 0 | 0 | 1746369684 | 0 | LBS KEPUH TELUK MUR | 0 | 0 | 0 | 0 | 0 | 1 | 0 | 0 | 4 | 1970-01-01T00:00:00Z | 0 | Network Model.IntPrjfolder\Network Data.IntPrjfolder\Areas.IntArea\TAMBAK.ElmArea | Network Model.IntPrjfolder\Network Data.IntPrjfolder\Main Grid.ElmNet | Network Model.IntPrjfolder\Network Data.IntPrjfolder\Main Grid.ElmNet | 2 | 0 | 0 | MAN | 0 | 0 | 0 | 0 | 0 | 0 | 0 | 0 | 1746599850 | 0 | 0 | 0 | 0 | 0 | 0 | 0 | 0 | 0 | 0 | 0 | 0 | 1 | 1 | 0 | 0 | 0 | 4906857 | 4905050 | 0 | 3 | 0 | 0 | 0 | 0 | 0 | 0 | 0 | 0 | 0 | 0 | 0 | -1 | 4294967294 | 0.1 | 30
LBS LABUHAN | Network Model.IntPrjfolder\Network Data.IntPrjfolder\Main Grid.ElmNet\LBS LABUHAN.ElmCoup | 0 | Network Model.IntPrjfolder\Network Data.IntPrjfolder\Main Grid.ElmNet | Network Model.IntPrjfolder\Network Data.IntPrjfolder\Main Grid.ElmNet\Terminal(19).ElmTerm\Cub_2.StaCubic | Network Model.IntPrjfolder\Network Data.IntPrjfolder\Main Grid.ElmNet\Terminal(20).ElmTerm\Cub_1.StaCubic | 1 | swt | 3 | 0 | 0 | 0 | 1746370394 | 0 | LBS LABUHAN | 0 | 0 | 0 | 0 | 0 | 1 | 0 | 0 | 4 | 1970-01-01T00:00:00Z | 0 | Network Model.IntPrjfolder\Network Data.IntPrjfolder\Areas.IntArea\TAMBAK.ElmArea | Network Model.IntPrjfolder\Network Data.IntPrjfolder\Main Grid.ElmNet | Network Model.IntPrjfolder\Network Data.IntPrjfolder\Main Grid.ElmNet | 2 | 0 | 0 | MAN | 0 | 0 | 0 | 0 | 0 | 0 | 0 | 0 | 1746599861 | 0 | 0 | 0 | 0 | 0 | 0 | 0 | 0 | 0 | 0 | 0 | 0 | 1 | 1 | 0 | 0 | 0 | 4907015 | 4905050 | 0 | 3 | 0 | 0 | 0 | 0 | 0 | 0 | 0 | 0 | 0 | 0 | 0 | -1 | 4294967294 | 0.1 | 30
CB SANGKAPURA | Network Model.IntPrjfolder\Network Data.IntPrjfolder\Main Grid.ElmNet\CB SANGKAPURA.ElmCoup | 0 | Network Model.IntPrjfolder\Network Data.IntPrjfolder\Main Grid.ElmNet | Network Model.IntPrjfolder\Network Data.IntPrjfolder\Main Grid.ElmNet\Terminal(26).ElmTerm\Cub_1.StaCubic | Network Model.IntPrjfolder\Network Data.IntPrjfolder\Main Grid.ElmNet\Bus23.ElmTerm\Cub_5.StaCubic | 1 | cbk | 3 | 0 | 0 | 0 | 1746411857 | 0 | CB SANGKAPURA | 0 | 0 | 0 | 0 | 0 | 1 | 0 | 0 | 4 | 1970-01-01T00:00:00Z | 0 | Network Model.IntPrjfolder\Network Data.IntPrjfolder\Areas.IntArea\SANGKAPURA.ElmArea | Network Model.IntPrjfolder\Network Data.IntPrjfolder\Main Grid.ElmNet | Network Model.IntPrjfolder\Network Data.IntPrjfolder\Main Grid.ElmNet | 0 | 0 | 0 | MAN | 0 | 0 | 0 | 0 | 0 | 0 | 0 | 0 | 1746599891 | 0 | 0 | 0 | 0 | 0 | 0 | 0 | 0 | 0 | 0 | 0 | 0 | 1 | 1 | 0 | 0 | 0 | 4907384 | 4905050 | 0 | 3 | 0 | 0 | 0 | 0 | 0 | 0 | 0 | 0 | 0 | 0 | 0 | 0.1 | 4294967294 | 0.1 | 30
LBSM LEBAK | Network Model.IntPrjfolder\Network Data.IntPrjfolder\Main Grid.ElmNet\LBSM LEBAK.ElmCoup | 0 | Network Model.IntPrjfolder\Network Data.IntPrjfolder\Main Grid.ElmNet | Network Model.IntPrjfolder\Network Data.IntPrjfolder\Main Grid.ElmNet\Bus315.ElmTerm\Cub_1.StaCubic | Network Model.IntPrjfolder\Network Data.IntPrjfolder\Main Grid.ElmNet\Terminal(29).ElmTerm\Cub_2.StaCubic | 1 | swt | 3 | 0 | 0 | 0 | 1746412591 | 0 | LBSM LEBAK | 0 | 0 | 0 | 0 | 0 | 1 | 0 | 0 | 4 | 1970-01-01T00:00:00Z | 0 | Network Model.IntPrjfolder\Network Data.IntPrjfolder\Areas.IntArea\SANGKAPURA.ElmArea | Network Model.IntPrjfolder\Network Data.IntPrjfolder\Main Grid.ElmNet | Network Model.IntPrjfolder\Network Data.IntPrjfolder\Main Grid.ElmNet | 2 | 0 | 0 | MAN | 0 | 0 | 0 | 0 | 0 | 0 | 0 | 0 | 1746599891 | 0 | 0 | 0 | 0 | 0 | 0 | 0 | 0 | 0 | 0 | 0 | 0 | 1 | 1 | 0 | 0 | 0 | 4907519 | 4905050 | 0 | 3 | 0 | 0 | 0 | 0 | 0 | 0 | 0 | 0 | 0 | 0 | 0 | -1 | 4294967294 | 0.1 | 30
REC SUWARI | Network Model.IntPrjfolder\Network Data.IntPrjfolder\Main Grid.ElmNet\REC SUWARI.ElmCoup | 0 | Network Model.IntPrjfolder\Network Data.IntPrjfolder\Main Grid.ElmNet | Network Model.IntPrjfolder\Network Data.IntPrjfolder\Main Grid.ElmNet\Terminal(33).ElmTerm\Cub_2.StaCubic | Network Model.IntPrjfolder\Network Data.IntPrjfolder\Main Grid.ElmNet\Bus334.ElmTerm\Cub_1.StaCubic | 1 | dcb | 3 | 0 | 0 | 0 | 1746414141 | 0 | REC SUWARI | 0 | 0 | 0 | 0 | 0 | 1 | 0 | 0 | 4 | 1970-01-01T00:00:00Z | 0 | Network Model.IntPrjfolder\Network Data.IntPrjfolder\Areas.IntArea\SANGKAPURA.ElmArea | Network Model.IntPrjfolder\Network Data.IntPrjfolder\Main Grid.ElmNet | Network Model.IntPrjfolder\Network Data.IntPrjfolder\Main Grid.ElmNet | 2 | 0 | 0 | MAN | 0 | 0 | 0 | 0 | 0 | 0 | 0 | 0 | 1746599891 | 0 | 0 | 0 | 0 | 0 | 0 | 0 | 0 | 0 | 0 | 0 | 0 | 1 | 1 | 0 | 0 | 0 | 4907880 | 4905050 | 0 | 3 | 0 | 0 | 0 | 0 | 0 | 0 | 0 | 0 | 0 | 0 | 0 | 0.1 | 4294967294 | 0.1 | 30
LBSM BANGSAL | Network Model.IntPrjfolder\Network Data.IntPrjfolder\Main Grid.ElmNet\LBSM BANGSAL.ElmCoup | 0 | Network Model.IntPrjfolder\Network Data.IntPrjfolder\Main Grid.ElmNet | Network Model.IntPrjfolder\Network Data.IntPrjfolder\Main Grid.ElmNet\Bus336.ElmTerm\Cub_1.StaCubic | Network Model.IntPrjfolder\Network Data.IntPrjfolder\Main Grid.ElmNet\Terminal(35).ElmTerm\Cub_2.StaCubic | 1 | swt | 3 | 0 | 0 | 0 | 1746414899 | 0 | LBSM BANGSAL | 0 | 0 | 0 | 0 | 0 | 1 | 0 | 0 | 4 | 1970-01-01T00:00:00Z | 0 | Network Model.IntPrjfolder\Network Data.IntPrjfolder\Areas.IntArea\SANGKAPURA.ElmArea | Network Model.IntPrjfolder\Network Data.IntPrjfolder\Main Grid.ElmNet | Network Model.IntPrjfolder\Network Data.IntPrjfolder\Main Grid.ElmNet | 2 | 0 | 0 | MAN | 0 | 0 | 0 | 0 | 0 | 0 | 0 | 0 | 1746599906 | 0 | 0 | 0 | 0 | 0 | 0 | 0 | 0 | 0 | 0 | 0 | 0 | 1 | 1 | 0 | 0 | 0 | 4908020 | 4905050 | 0 | 3 | 0 | 0 | 0 | 0 | 0 | 0 | 0 | 0 | 0 | 0 | 0 | -1 | 4294967294 | 0.1 | 30
LBS TELUK JATI | Network Model.IntPrjfolder\Network Data.IntPrjfolder\Main Grid.ElmNet\LBS TELUK JATI.ElmCoup | 0 | Network Model.IntPrjfolder\Network Data.IntPrjfolder\Main Grid.ElmNet | Network Model.IntPrjfolder\Network Data.IntPrjfolder\Main Grid.ElmNet\Bus337.ElmTerm\Cub_1.StaCubic | Network Model.IntPrjfolder\Network Data.IntPrjfolder\Main Grid.ElmNet\Terminal(36).ElmTerm\Cub_2.StaCubic | 1 | swt | 3 | 0 | 0 | 0 | 1746415214 | 0 | LBS TELUK JATI | 0 | 0 | 0 | 0 | 0 | 1 | 0 | 0 | 4 | 1970-01-01T00:00:00Z | 0 | Network Model.IntPrjfolder\Network Data.IntPrjfolder\Areas.IntArea\SANGKAPURA.ElmArea | Network Model.IntPrjfolder\Network Data.IntPrjfolder\Main Grid.ElmNet | Network Model.IntPrjfolder\Network Data.IntPrjfolder\Main Grid.ElmNet | 2 | 0 | 0 | MAN | 0 | 0 | 0 | 0 | 0 | 0 | 0 | 0 | 1746599906 | 0 | 0 | 0 | 0 | 0 | 0 | 0 | 0 | 0 | 0 | 0 | 0 | 1 | 1 | 0 | 0 | 0 | 4908090 | 4905050 | 0 | 3 | 0 | 0 | 0 | 0 | 0 | 0 | 0 | 0 | 0 | 0 | 0 | -1 | 4294967294 | 0.1 | 30
LBS TANJUNGAN | Network Model.IntPrjfolder\Network Data.IntPrjfolder\Main Grid.ElmNet\LBS TANJUNGAN.ElmCoup | 0 | Network Model.IntPrjfolder\Network Data.IntPrjfolder\Main Grid.ElmNet | Network Model.IntPrjfolder\Network Data.IntPrjfolder\Main Grid.ElmNet\Bus339.ElmTerm\Cub_1.StaCubic | Network Model.IntPrjfolder\Network Data.IntPrjfolder\Main Grid.ElmNet\Terminal(37).ElmTerm\Cub_2.StaCubic | 1 | swt | 3 | 0 | 0 | 0 | 1746416078 | 0 | LBS TANJUNGAN | 0 | 0 | 0 | 0 | 0 | 1 | 0 | 0 | 4 | 1970-01-01T00:00:00Z | 0 | Network Model.IntPrjfolder\Network Data.IntPrjfolder\Areas.IntArea\SANGKAPURA.ElmArea | Network Model.IntPrjfolder\Network Data.IntPrjfolder\Main Grid.ElmNet | Network Model.IntPrjfolder\Network Data.IntPrjfolder\Main Grid.ElmNet | 2 | 0 | 0 | MAN | 0 | 0 | 0 | 0 | 0 | 0 | 0 | 0 | 1746599919 | 0 | 0 | 0 | 0 | 0 | 0 | 0 | 0 | 0 | 0 | 0 | 0 | 1 | 1 | 0 | 0 | 0 | 4908299 | 4905050 | 0 | 3 | 0 | 0 | 0 | 0 | 0 | 0 | 0 | 0 | 0 | 0 | 0 | -1 | 4294967294 | 0.1 | 30
LBS KOPEL TAMBAK | Network Model.IntPrjfolder\Network Data.IntPrjfolder\Main Grid.ElmNet\LBS KOPEL TAMBAK.ElmCoup | 0 | Network Model.IntPrjfolder\Network Data.IntPrjfolder\Main Grid.ElmNet | Network Model.IntPrjfolder\Network Data.IntPrjfolder\Main Grid.ElmNet\Bus371.ElmTerm\Cub_3.StaCubic | Network Model.IntPrjfolder\Network Data.IntPrjfolder\Main Grid.ElmNet\Terminal(25).ElmTerm\Cub_2.StaCubic | 0 | swt | 3 | 0 | 0 | 0 | 1746424701 | 0 | LBS KOPEL TAMBAK | 0 | 0 | 0 | 0 | 0 | 1 | 0 | 0 | 4 | 1970-01-01T00:00:00Z | 0 | Network Model.IntPrjfolder\Network Data.IntPrjfolder\Areas.IntArea\TAMBAK.ElmArea | Network Model.IntPrjfolder\Network Data.IntPrjfolder\Main Grid.ElmNet | Network Model.IntPrjfolder\Network Data.IntPrjfolder\Main Grid.ElmNet | 2 | 0 | 0 | MAN | 0 | 0 | 0 | 0 | 0 | 0 | 0 | 0 | 1746599861 | 1 | 0 | 0 | 0 | 0 | 0 | 0 | 0 | 0 | 0 | 0 | 0 | 0 | 1 | 0 | 0 | 0 | 4908543 | 4905050 | 0 | 3 | 0 | 0 | 0 | 0 | 0 | 0 | 0 | 0 | 0 | 0 | 0 | -1 | 4294967294 | 0.1 | 30
LBS SAWAH DAYA | Network Model.IntPrjfolder\Network Data.IntPrjfolder\Main Grid.ElmNet\LBS SAWAH DAYA.ElmCoup | 0 | Network Model.IntPrjfolder\Network Data.IntPrjfolder\Main Grid.ElmNet | Network Model.IntPrjfolder\Network Data.IntPrjfolder\Main Grid.ElmNet\Bus44.ElmTerm\Cub_1.StaCubic | Network Model.IntPrjfolder\Network Data.IntPrjfolder\Main Grid.ElmNet\Terminal(8).ElmTerm\Cub_2.StaCubic | 1 | dcb | 3 | 0 | 0 | 0 | 1746342140 | 0 | LBS SAWAH DAYA | 0 | 0 | 0 | 0 | 0 | 1 | 0 | 0 | 4 | 1970-01-01T00:00:00Z | 0 | Network Model.IntPrjfolder\Network Data.IntPrjfolder\Areas.IntArea\KOTA.ElmArea | Network Model.IntPrjfolder\Network Data.IntPrjfolder\Main Grid.ElmNet | Network Model.IntPrjfolder\Network Data.IntPrjfolder\Main Grid.ElmNet | 2 | 0 | 0 | MAN | 0 | 0 | 0 | 0 | 0 | 0 | 0 | 0 | 1790911323 | 0 | 0 | 0 | 0 | 0 | 0 | 0 | 0 | 0 | 0 | 0 | 0 | 1 | 1 | 0 | 0 | 0 | 4905646 | 4905050 | 0 | 3 | 1 | 0 | 0 | 0 | 0 | 0 | 0 | 0 | 0 | 0 | 0 | 0.1 | 4294967294 | 0.1 | 30
REC LANCABUR | Network Model.IntPrjfolder\Network Data.IntPrjfolder\Main Grid.ElmNet\REC LANCABUR.ElmCoup | 0 | Network Model.IntPrjfolder\Network Data.IntPrjfolder\Main Grid.ElmNet | Network Model.IntPrjfolder\Network Data.IntPrjfolder\Main Grid.ElmNet\Bus230.ElmTerm\Cub_1.StaCubic | Network Model.IntPrjfolder\Network Data.IntPrjfolder\Main Grid.ElmNet\Terminal(12).ElmTerm\Cub_2.StaCubic | 1 | dcb | 3 | 0 | 0 | 0 | 1746343992 | 0 | REC LANCABUR | 0 | 0 | 0 | 0 | 0 | 1 | 0 | 0 | 4 | 1970-01-01T00:00:00Z | 0 | Network Model.IntPrjfolder\Network Data.IntPrjfolder\Areas.IntArea\TAMBAK.ElmArea | Network Model.IntPrjfolder\Network Data.IntPrjfolder\Main Grid.ElmNet | Network Model.IntPrjfolder\Network Data.IntPrjfolder\Main Grid.ElmNet | 2 | 0 | 0 | MAN | 0 | 0 | 0 | 0 | 0 | 0 | 0 | 0 | 1790911410 | 0 | 0 | 0 | 0 | 0 | 0 | 0 | 0 | 0 | 0 | 0 | 0 | 1 | 1 | 0 | 0 | 0 | 4905989 | 4905050 | 0 | 3 | 1 | 0 | 0 | 0 | 0 | 0 | 0 | 0 | 0 | 0 | 0 | 0.1 | 4294967294 | 0.1 | 30
REC PAMONA | Network Model.IntPrjfolder\Network Data.IntPrjfolder\Main Grid.ElmNet\REC PAMONA.ElmCoup | 0 | Network Model.IntPrjfolder\Network Data.IntPrjfolder\Main Grid.ElmNet | Network Model.IntPrjfolder\Network Data.IntPrjfolder\Main Grid.ElmNet\Bus258.ElmTerm\Cub_1.StaCubic | Network Model.IntPrjfolder\Network Data.IntPrjfolder\Main Grid.ElmNet\Terminal(14).ElmTerm\Cub_2.StaCubic | 1 | dcb | 3 | 0 | 0 | 0 | 1746367465 | 0 | REC PAMONA | 0 | 0 | 0 | 0 | 0 | 1 | 0 | 0 | 4 | 1970-01-01T00:00:00Z | 0 | Network Model.IntPrjfolder\Network Data.IntPrjfolder\Areas.IntArea\TAMBAK.ElmArea | Network Model.IntPrjfolder\Network Data.IntPrjfolder\Main Grid.ElmNet | Network Model.IntPrjfolder\Network Data.IntPrjfolder\Main Grid.ElmNet | 2 | 0 | 0 | MAN | 0 | 0 | 0 | 0 | 0 | 0 | 0 | 0 | 1790911431 | 0 | 0 | 0 | 0 | 0 | 0 | 0 | 0 | 0 | 0 | 0 | 0 | 1 | 1 | 0 | 0 | 0 | 4906432 | 4905050 | 0 | 3 | 1 | 0 | 0 | 0 | 0 | 0 | 0 | 0 | 0 | 0 | 0 | 0.1 | 4294967294 | 0.1 | 30
LBS TANJUNG ORI | Network Model.IntPrjfolder\Network Data.IntPrjfolder\Main Grid.ElmNet\LBS TANJUNG ORI.ElmCoup | 0 | Network Model.IntPrjfolder\Network Data.IntPrjfolder\Main Grid.ElmNet | Network Model.IntPrjfolder\Network Data.IntPrjfolder\Main Grid.ElmNet\Terminal(24).ElmTerm\Cub_2.StaCubic | Network Model.IntPrjfolder\Network Data.IntPrjfolder\Main Grid.ElmNet\Bus300.ElmTerm\Cub_1.StaCubic | 1 | swt | 3 | 0 | 0 | 0 | 1746371315 | 0 | LBS TANJUNG ORI | 0 | 0 | 0 | 0 | 0 | 1 | 0 | 0 | 4 | 1970-01-01T00:00:00Z | 0 | Network Model.IntPrjfolder\Network Data.IntPrjfolder\Areas.IntArea\TAMBAK.ElmArea | Network Model.IntPrjfolder\Network Data.IntPrjfolder\Main Grid.ElmNet | Network Model.IntPrjfolder\Network Data.IntPrjfolder\Main Grid.ElmNet | 2 | 0 | 0 | MAN | 0 | 0 | 0 | 0 | 0 | 0 | 0 | 0 | 1790911658 | 0 | 0 | 0 | 0 | 0 | 0 | 0 | 0 | 0 | 0 | 0 | 0 | 1 | 1 | 0 | 0 | 0 | 4907280 | 4905050 | 0 | 3 | 0 | 0 | 0 | 0 | 0 | 0 | 0 | 0 | 0 | 0 | 0 | -1 | 4294967294 | 0.1 | 30

## ElmArea
loc_name | _path | fold_id | appr_modif | appr_status | cpHeadFold | dat_src | gnrl_modif | icolor | iInterChg | InterPset | iSchemeStatus | isConsSpinReserve | oid_ | pid_ | spinReserve | tid_
Name [ ] | Object path (key) | In Folder [ ] | Approval Information: Modified [ ] | Approval Information: Status [ ] | Head Folder [ ] | Data source [ ] | Object modified [ ] | Colour [ ] | Consider Interchange Schedule [ ] | Consider Interchange Schedule: Scheduled Active Power Interchange [MW] | Scheme Status [ ] | Min. spinning reserve constraint [ ] | ObjectID [ ] | ProjectID [ ] | Min. spinning reserve constraint: Spinning reserve [MW] | TimeID [ ]
KOTA | Network Model.IntPrjfolder\Network Data.IntPrjfolder\Areas.IntArea\KOTA.ElmArea | Network Model.IntPrjfolder\Network Data.IntPrjfolder\Areas.IntArea | 1746599789 | 0 | Network Model.IntPrjfolder\Network Data.IntPrjfolder\Areas.IntArea | MAN | 1746599794 | 2 | 0 | 0 | 0 | 0 | 4905276 | 4905050 | 0 | 4294967294
TAMBAK | Network Model.IntPrjfolder\Network Data.IntPrjfolder\Areas.IntArea\TAMBAK.ElmArea | Network Model.IntPrjfolder\Network Data.IntPrjfolder\Areas.IntArea | 1746599832 | 0 | Network Model.IntPrjfolder\Network Data.IntPrjfolder\Areas.IntArea | MAN | 1746599839 | 4 | 0 | 0 | 0 | 0 | 4905873 | 4905050 | 0 | 4294967294
SANGKAPURA | Network Model.IntPrjfolder\Network Data.IntPrjfolder\Areas.IntArea\SANGKAPURA.ElmArea | Network Model.IntPrjfolder\Network Data.IntPrjfolder\Areas.IntArea | 1746599882 | 0 | Network Model.IntPrjfolder\Network Data.IntPrjfolder\Areas.IntArea | MAN | 1746599891 | 7 | 0 | 0 | 0 | 0 | 4907382 | 4905050 | 0 | 4294967294

## ElmComp
loc_name | _path | outserv | typ_id | fold_id | pelm | appr_modif | appr_status | cDisplayName | ciDist | ciDistAll | ciDistAllRoot | ciDistRoot | ciEarthed | ciEnergized | ciLater | ciOutaged | cpGrid | cpHeadFold | cUserDefIndex | dat_src | gnrl_modif | iSchemeStatus | oid_ | pblk | pid_ | tid_
Name [ ] | Object path (key) | Out of Service [ ] | Frame [BlkDef,BlkFrame] | In Folder [ ] | Net Elements [Elm*,Sta*,IntRef,IntVecobj] | Approval Information: Modified [ ] | Approval Information: Status [ ] | Display Name [ ] | Distance from infeed in number of buses [ ] | Distance from infeed in number of buses including switches [ ] | Distance from first infeed in number of buses including switches [ ] | Distance from first infeed in number of buses [ ] | Earthed [ ] | Energized [ ] | Lateral Index [ ] | Planned Outage [ ] | Grid [ElmNet] | Head Folder [ ] | User defined Index [ ] | Data source [ ] | Object modified [ ] | Scheme Status [ ] | ObjectID [ ] | Slots [BlkSlot] | ProjectID [ ] | TimeID [ ]
Diesel Genset Model | Network Model.IntPrjfolder\Network Data.IntPrjfolder\Main Grid.ElmNet\Diesel Genset Model.ElmComp | 0 | \Lib.IntLibrary\Dynamics\Arch\PF 2022 Models\DynPsse\Frm\SYM Frame_no droop.BlkDef | Network Model.IntPrjfolder\Network Data.IntPrjfolder\Main Grid.ElmNet | ["Network Model.IntPrjfolder\\Network Data.IntPrjfolder\\Main Grid.ElmNet\\CUMMIN 12.ElmSym", "Network Model.IntPrjfolder\\Network Data.IntPrjfolder\\Main Grid.ElmNet\\Diesel Genset Model.ElmComp\\EXAC1.ElmDsl", "Network Model.IntPrjfolder\\Network Data.IntPrjfolder\\Main Grid.ElmNet\\Diesel Genset Model.ElmComp\\DEGOV1.ElmDsl", null, null, null, null] | 1612307282 | 0 | Diesel Genset Model | 0 | 0 | 0 | 0 | 0 | 0 | 0 | 0 | Network Model.IntPrjfolder\Network Data.IntPrjfolder\Main Grid.ElmNet | Network Model.IntPrjfolder\Network Data.IntPrjfolder\Main Grid.ElmNet | 0 | MAN | 1747311410 | 0 | 4908865 | ["\\Lib.IntLibrary\\Dynamics\\Arch\\PF 2022 Models\\DynPsse\\Frm\\SYM Frame_no droop.BlkDef\\Sym Slot.BlkSlot", "\\Lib.IntLibrary\\Dynamics\\Arch\\PF 2022 Models\\DynPsse\\Frm\\SYM Frame_no droop.BlkDef\\Avr Slot.BlkSlot", "\\Lib.IntLibrary\\Dynamics\\Arch\\PF 2022 Models\\DynPsse\\Frm\\SYM Frame_no droop.BlkDef\\Gov Slot.BlkSlot", "\\Lib.IntLibrary\\Dynamics\\Arch\\PF 2022 Models\\DynPsse\\Frm\\SYM Frame_no droop.BlkDef\\Pss Slot.BlkSlot", "\\Lib.IntLibrary\\Dynamics\\Arch\\PF 2022 Models\\DynPsse\\Frm\\SYM Frame_no droop.BlkDef\\Uel Slot.BlkSlot", "\\Lib.IntLibrary\\Dynamics\\Arch\\PF 2022 Models\\DynPsse\\Frm\\SYM Frame_no droop.BlkDef\\Oel Slot.BlkSlot", "\\Lib.IntLibrary\\Dynamics\\Arch\\PF 2022 Models\\DynPsse\\Frm\\SYM Frame_no droop.BlkDef\\MeasBus1.BlkSlot"] | 4905050 | 4294967294
Diesel Genset Model(1) | Network Model.IntPrjfolder\Network Data.IntPrjfolder\Main Grid.ElmNet\Diesel Genset Model(1).ElmComp | 0 | \Lib.IntLibrary\Dynamics\Arch\PF 2022 Models\DynPsse\Frm\SYM Frame_no droop.BlkDef | Network Model.IntPrjfolder\Network Data.IntPrjfolder\Main Grid.ElmNet | ["Network Model.IntPrjfolder\\Network Data.IntPrjfolder\\Main Grid.ElmNet\\CUMMIN 13.ElmSym", "Network Model.IntPrjfolder\\Network Data.IntPrjfolder\\Main Grid.ElmNet\\Diesel Genset Model(1).ElmComp\\EXAC1.ElmDsl", "Network Model.IntPrjfolder\\Network Data.IntPrjfolder\\Main Grid.ElmNet\\Diesel Genset Model(1).ElmComp\\DEGOV1.ElmDsl", null, null, null, null] | 1612307282 | 0 | Diesel Genset Model(1) | 0 | 0 | 0 | 0 | 0 | 0 | 0 | 0 | Network Model.IntPrjfolder\Network Data.IntPrjfolder\Main Grid.ElmNet | Network Model.IntPrjfolder\Network Data.IntPrjfolder\Main Grid.ElmNet | 0 | MAN | 1747311913 | 0 | 4908849 | ["\\Lib.IntLibrary\\Dynamics\\Arch\\PF 2022 Models\\DynPsse\\Frm\\SYM Frame_no droop.BlkDef\\Sym Slot.BlkSlot", "\\Lib.IntLibrary\\Dynamics\\Arch\\PF 2022 Models\\DynPsse\\Frm\\SYM Frame_no droop.BlkDef\\Avr Slot.BlkSlot", "\\Lib.IntLibrary\\Dynamics\\Arch\\PF 2022 Models\\DynPsse\\Frm\\SYM Frame_no droop.BlkDef\\Gov Slot.BlkSlot", "\\Lib.IntLibrary\\Dynamics\\Arch\\PF 2022 Models\\DynPsse\\Frm\\SYM Frame_no droop.BlkDef\\Pss Slot.BlkSlot", "\\Lib.IntLibrary\\Dynamics\\Arch\\PF 2022 Models\\DynPsse\\Frm\\SYM Frame_no droop.BlkDef\\Uel Slot.BlkSlot", "\\Lib.IntLibrary\\Dynamics\\Arch\\PF 2022 Models\\DynPsse\\Frm\\SYM Frame_no droop.BlkDef\\Oel Slot.BlkSlot", "\\Lib.IntLibrary\\Dynamics\\Arch\\PF 2022 Models\\DynPsse\\Frm\\SYM Frame_no droop.BlkDef\\MeasBus1.BlkSlot"] | 4905050 | 4294967294
Diesel Genset Model(2) | Network Model.IntPrjfolder\Network Data.IntPrjfolder\Main Grid.ElmNet\Diesel Genset Model(2).ElmComp | 0 | \Lib.IntLibrary\Dynamics\Arch\PF 2022 Models\DynPsse\Frm\SYM Frame_no droop.BlkDef | Network Model.IntPrjfolder\Network Data.IntPrjfolder\Main Grid.ElmNet | ["Network Model.IntPrjfolder\\Network Data.IntPrjfolder\\Main Grid.ElmNet\\CUMMIN 9.ElmSym", "Network Model.IntPrjfolder\\Network Data.IntPrjfolder\\Main Grid.ElmNet\\Diesel Genset Model(2).ElmComp\\EXAC1.ElmDsl", "Network Model.IntPrjfolder\\Network Data.IntPrjfolder\\Main Grid.ElmNet\\Diesel Genset Model(2).ElmComp\\DEGOV1.ElmDsl", null, null, null, null] | 1612307282 | 0 | Diesel Genset Model(2) | 0 | 0 | 0 | 0 | 0 | 0 | 0 | 0 | Network Model.IntPrjfolder\Network Data.IntPrjfolder\Main Grid.ElmNet | Network Model.IntPrjfolder\Network Data.IntPrjfolder\Main Grid.ElmNet | 0 | MAN | 1747311932 | 0 | 4908870 | ["\\Lib.IntLibrary\\Dynamics\\Arch\\PF 2022 Models\\DynPsse\\Frm\\SYM Frame_no droop.BlkDef\\Sym Slot.BlkSlot", "\\Lib.IntLibrary\\Dynamics\\Arch\\PF 2022 Models\\DynPsse\\Frm\\SYM Frame_no droop.BlkDef\\Avr Slot.BlkSlot", "\\Lib.IntLibrary\\Dynamics\\Arch\\PF 2022 Models\\DynPsse\\Frm\\SYM Frame_no droop.BlkDef\\Gov Slot.BlkSlot", "\\Lib.IntLibrary\\Dynamics\\Arch\\PF 2022 Models\\DynPsse\\Frm\\SYM Frame_no droop.BlkDef\\Pss Slot.BlkSlot", "\\Lib.IntLibrary\\Dynamics\\Arch\\PF 2022 Models\\DynPsse\\Frm\\SYM Frame_no droop.BlkDef\\Uel Slot.BlkSlot", "\\Lib.IntLibrary\\Dynamics\\Arch\\PF 2022 Models\\DynPsse\\Frm\\SYM Frame_no droop.BlkDef\\Oel Slot.BlkSlot", "\\Lib.IntLibrary\\Dynamics\\Arch\\PF 2022 Models\\DynPsse\\Frm\\SYM Frame_no droop.BlkDef\\MeasBus1.BlkSlot"] | 4905050 | 4294967294
Diesel Genset Model(4) | Network Model.IntPrjfolder\Network Data.IntPrjfolder\Main Grid.ElmNet\Diesel Genset Model(4).ElmComp | 0 | \Lib.IntLibrary\Dynamics\Arch\PF 2022 Models\DynPsse\Frm\SYM Frame_no droop.BlkDef | Network Model.IntPrjfolder\Network Data.IntPrjfolder\Main Grid.ElmNet | ["Network Model.IntPrjfolder\\Network Data.IntPrjfolder\\Main Grid.ElmNet\\CUMMIN 11.ElmSym", "Network Model.IntPrjfolder\\Network Data.IntPrjfolder\\Main Grid.ElmNet\\Diesel Genset Model(4).ElmComp\\EXAC1.ElmDsl", "Network Model.IntPrjfolder\\Network Data.IntPrjfolder\\Main Grid.ElmNet\\Diesel Genset Model(4).ElmComp\\DEGOV1.ElmDsl", null, null, null, null] | 1612307282 | 0 | Diesel Genset Model(4) | 0 | 0 | 0 | 0 | 0 | 0 | 0 | 0 | Network Model.IntPrjfolder\Network Data.IntPrjfolder\Main Grid.ElmNet | Network Model.IntPrjfolder\Network Data.IntPrjfolder\Main Grid.ElmNet | 0 | MAN | 1747311961 | 0 | 4908898 | ["\\Lib.IntLibrary\\Dynamics\\Arch\\PF 2022 Models\\DynPsse\\Frm\\SYM Frame_no droop.BlkDef\\Sym Slot.BlkSlot", "\\Lib.IntLibrary\\Dynamics\\Arch\\PF 2022 Models\\DynPsse\\Frm\\SYM Frame_no droop.BlkDef\\Avr Slot.BlkSlot", "\\Lib.IntLibrary\\Dynamics\\Arch\\PF 2022 Models\\DynPsse\\Frm\\SYM Frame_no droop.BlkDef\\Gov Slot.BlkSlot", "\\Lib.IntLibrary\\Dynamics\\Arch\\PF 2022 Models\\DynPsse\\Frm\\SYM Frame_no droop.BlkDef\\Pss Slot.BlkSlot", "\\Lib.IntLibrary\\Dynamics\\Arch\\PF 2022 Models\\DynPsse\\Frm\\SYM Frame_no droop.BlkDef\\Uel Slot.BlkSlot", "\\Lib.IntLibrary\\Dynamics\\Arch\\PF 2022 Models\\DynPsse\\Frm\\SYM Frame_no droop.BlkDef\\Oel Slot.BlkSlot", "\\Lib.IntLibrary\\Dynamics\\Arch\\PF 2022 Models\\DynPsse\\Frm\\SYM Frame_no droop.BlkDef\\MeasBus1.BlkSlot"] | 4905050 | 4294967294
Diesel Genset Model(5) | Network Model.IntPrjfolder\Network Data.IntPrjfolder\Main Grid.ElmNet\Diesel Genset Model(5).ElmComp | 0 | \Lib.IntLibrary\Dynamics\Arch\PF 2022 Models\DynPsse\Frm\SYM Frame_no droop.BlkDef | Network Model.IntPrjfolder\Network Data.IntPrjfolder\Main Grid.ElmNet | ["Network Model.IntPrjfolder\\Network Data.IntPrjfolder\\Main Grid.ElmNet\\CUMMIN 10.ElmSym", "Network Model.IntPrjfolder\\Network Data.IntPrjfolder\\Main Grid.ElmNet\\Diesel Genset Model(5).ElmComp\\EXAC1.ElmDsl", "Network Model.IntPrjfolder\\Network Data.IntPrjfolder\\Main Grid.ElmNet\\Diesel Genset Model(5).ElmComp\\DEGOV1.ElmDsl", null, null, null, null] | 1612307282 | 0 | Diesel Genset Model(5) | 0 | 0 | 0 | 0 | 0 | 0 | 0 | 0 | Network Model.IntPrjfolder\Network Data.IntPrjfolder\Main Grid.ElmNet | Network Model.IntPrjfolder\Network Data.IntPrjfolder\Main Grid.ElmNet | 0 | MAN | 1747311970 | 0 | 4908886 | ["\\Lib.IntLibrary\\Dynamics\\Arch\\PF 2022 Models\\DynPsse\\Frm\\SYM Frame_no droop.BlkDef\\Sym Slot.BlkSlot", "\\Lib.IntLibrary\\Dynamics\\Arch\\PF 2022 Models\\DynPsse\\Frm\\SYM Frame_no droop.BlkDef\\Avr Slot.BlkSlot", "\\Lib.IntLibrary\\Dynamics\\Arch\\PF 2022 Models\\DynPsse\\Frm\\SYM Frame_no droop.BlkDef\\Gov Slot.BlkSlot", "\\Lib.IntLibrary\\Dynamics\\Arch\\PF 2022 Models\\DynPsse\\Frm\\SYM Frame_no droop.BlkDef\\Pss Slot.BlkSlot", "\\Lib.IntLibrary\\Dynamics\\Arch\\PF 2022 Models\\DynPsse\\Frm\\SYM Frame_no droop.BlkDef\\Uel Slot.BlkSlot", "\\Lib.IntLibrary\\Dynamics\\Arch\\PF 2022 Models\\DynPsse\\Frm\\SYM Frame_no droop.BlkDef\\Oel Slot.BlkSlot", "\\Lib.IntLibrary\\Dynamics\\Arch\\PF 2022 Models\\DynPsse\\Frm\\SYM Frame_no droop.BlkDef\\MeasBus1.BlkSlot"] | 4905050 | 4294967294
Diesel Genset Model(6) | Network Model.IntPrjfolder\Network Data.IntPrjfolder\Main Grid.ElmNet\Diesel Genset Model(6).ElmComp | 0 | \Lib.IntLibrary\Dynamics\Arch\PF 2022 Models\DynPsse\Frm\SYM Frame_no droop.BlkDef | Network Model.IntPrjfolder\Network Data.IntPrjfolder\Main Grid.ElmNet | ["Network Model.IntPrjfolder\\Network Data.IntPrjfolder\\Main Grid.ElmNet\\ENGINE 5 MAN.ElmSym", "Network Model.IntPrjfolder\\Network Data.IntPrjfolder\\Main Grid.ElmNet\\Diesel Genset Model(6).ElmComp\\EXAC1.ElmDsl", "Network Model.IntPrjfolder\\Network Data.IntPrjfolder\\Main Grid.ElmNet\\Diesel Genset Model(6).ElmComp\\DEGOV1.ElmDsl", null, null, null, null] | 1612307282 | 0 | Diesel Genset Model(6) | 0 | 0 | 0 | 0 | 0 | 0 | 0 | 0 | Network Model.IntPrjfolder\Network Data.IntPrjfolder\Main Grid.ElmNet | Network Model.IntPrjfolder\Network Data.IntPrjfolder\Main Grid.ElmNet | 0 | MAN | 1747312150 | 0 | 4908924 | ["\\Lib.IntLibrary\\Dynamics\\Arch\\PF 2022 Models\\DynPsse\\Frm\\SYM Frame_no droop.BlkDef\\Sym Slot.BlkSlot", "\\Lib.IntLibrary\\Dynamics\\Arch\\PF 2022 Models\\DynPsse\\Frm\\SYM Frame_no droop.BlkDef\\Avr Slot.BlkSlot", "\\Lib.IntLibrary\\Dynamics\\Arch\\PF 2022 Models\\DynPsse\\Frm\\SYM Frame_no droop.BlkDef\\Gov Slot.BlkSlot", "\\Lib.IntLibrary\\Dynamics\\Arch\\PF 2022 Models\\DynPsse\\Frm\\SYM Frame_no droop.BlkDef\\Pss Slot.BlkSlot", "\\Lib.IntLibrary\\Dynamics\\Arch\\PF 2022 Models\\DynPsse\\Frm\\SYM Frame_no droop.BlkDef\\Uel Slot.BlkSlot", "\\Lib.IntLibrary\\Dynamics\\Arch\\PF 2022 Models\\DynPsse\\Frm\\SYM Frame_no droop.BlkDef\\Oel Slot.BlkSlot", "\\Lib.IntLibrary\\Dynamics\\Arch\\PF 2022 Models\\DynPsse\\Frm\\SYM Frame_no droop.BlkDef\\MeasBus1.BlkSlot"] | 4905050 | 4294967294
Diesel Genset Model(7) | Network Model.IntPrjfolder\Network Data.IntPrjfolder\Main Grid.ElmNet\Diesel Genset Model(7).ElmComp | 0 | \Lib.IntLibrary\Dynamics\Arch\PF 2022 Models\DynPsse\Frm\SYM Frame_no droop.BlkDef | Network Model.IntPrjfolder\Network Data.IntPrjfolder\Main Grid.ElmNet | ["Network Model.IntPrjfolder\\Network Data.IntPrjfolder\\Main Grid.ElmNet\\ENG 7 MTU.ElmSym", "Network Model.IntPrjfolder\\Network Data.IntPrjfolder\\Main Grid.ElmNet\\Diesel Genset Model(7).ElmComp\\EXAC1.ElmDsl", "Network Model.IntPrjfolder\\Network Data.IntPrjfolder\\Main Grid.ElmNet\\Diesel Genset Model(7).ElmComp\\DEGOV1.ElmDsl", null, null, null, null] | 1612307282 | 0 | Diesel Genset Model(7) | 0 | 0 | 0 | 0 | 0 | 0 | 0 | 0 | Network Model.IntPrjfolder\Network Data.IntPrjfolder\Main Grid.ElmNet | Network Model.IntPrjfolder\Network Data.IntPrjfolder\Main Grid.ElmNet | 0 | MAN | 1747312166 | 0 | 4908904 | ["\\Lib.IntLibrary\\Dynamics\\Arch\\PF 2022 Models\\DynPsse\\Frm\\SYM Frame_no droop.BlkDef\\Sym Slot.BlkSlot", "\\Lib.IntLibrary\\Dynamics\\Arch\\PF 2022 Models\\DynPsse\\Frm\\SYM Frame_no droop.BlkDef\\Avr Slot.BlkSlot", "\\Lib.IntLibrary\\Dynamics\\Arch\\PF 2022 Models\\DynPsse\\Frm\\SYM Frame_no droop.BlkDef\\Gov Slot.BlkSlot", "\\Lib.IntLibrary\\Dynamics\\Arch\\PF 2022 Models\\DynPsse\\Frm\\SYM Frame_no droop.BlkDef\\Pss Slot.BlkSlot", "\\Lib.IntLibrary\\Dynamics\\Arch\\PF 2022 Models\\DynPsse\\Frm\\SYM Frame_no droop.BlkDef\\Uel Slot.BlkSlot", "\\Lib.IntLibrary\\Dynamics\\Arch\\PF 2022 Models\\DynPsse\\Frm\\SYM Frame_no droop.BlkDef\\Oel Slot.BlkSlot", "\\Lib.IntLibrary\\Dynamics\\Arch\\PF 2022 Models\\DynPsse\\Frm\\SYM Frame_no droop.BlkDef\\MeasBus1.BlkSlot"] | 4905050 | 4294967294
Diesel Genset Model(8) | Network Model.IntPrjfolder\Network Data.IntPrjfolder\Main Grid.ElmNet\Diesel Genset Model(8).ElmComp | 0 | \Lib.IntLibrary\Dynamics\Arch\PF 2022 Models\DynPsse\Frm\SYM Frame_no droop.BlkDef | Network Model.IntPrjfolder\Network Data.IntPrjfolder\Main Grid.ElmNet | ["Network Model.IntPrjfolder\\Network Data.IntPrjfolder\\Main Grid.ElmNet\\Diesel Generator.ElmSym", "Network Model.IntPrjfolder\\Network Data.IntPrjfolder\\Main Grid.ElmNet\\Diesel Genset Model(8).ElmComp\\EXAC1.ElmDsl", "Network Model.IntPrjfolder\\Network Data.IntPrjfolder\\Main Grid.ElmNet\\Diesel Genset Model(8).ElmComp\\DEGOV1.ElmDsl", null, null, null, null] | 1612307282 | 0 | Diesel Genset Model(8) | 0 | 0 | 0 | 0 | 0 | 0 | 0 | 0 | Network Model.IntPrjfolder\Network Data.IntPrjfolder\Main Grid.ElmNet | Network Model.IntPrjfolder\Network Data.IntPrjfolder\Main Grid.ElmNet | 0 | MAN | 1747312181 | 0 | 4908871 | ["\\Lib.IntLibrary\\Dynamics\\Arch\\PF 2022 Models\\DynPsse\\Frm\\SYM Frame_no droop.BlkDef\\Sym Slot.BlkSlot", "\\Lib.IntLibrary\\Dynamics\\Arch\\PF 2022 Models\\DynPsse\\Frm\\SYM Frame_no droop.BlkDef\\Avr Slot.BlkSlot", "\\Lib.IntLibrary\\Dynamics\\Arch\\PF 2022 Models\\DynPsse\\Frm\\SYM Frame_no droop.BlkDef\\Gov Slot.BlkSlot", "\\Lib.IntLibrary\\Dynamics\\Arch\\PF 2022 Models\\DynPsse\\Frm\\SYM Frame_no droop.BlkDef\\Pss Slot.BlkSlot", "\\Lib.IntLibrary\\Dynamics\\Arch\\PF 2022 Models\\DynPsse\\Frm\\SYM Frame_no droop.BlkDef\\Uel Slot.BlkSlot", "\\Lib.IntLibrary\\Dynamics\\Arch\\PF 2022 Models\\DynPsse\\Frm\\SYM Frame_no droop.BlkDef\\Oel Slot.BlkSlot", "\\Lib.IntLibrary\\Dynamics\\Arch\\PF 2022 Models\\DynPsse\\Frm\\SYM Frame_no droop.BlkDef\\MeasBus1.BlkSlot"] | 4905050 | 4294967294
Gas Power Plant Model(6) | Network Model.IntPrjfolder\Network Data.IntPrjfolder\Main Grid.ElmNet\Gas Power Plant Model(6).ElmComp | 0 | \Lib.IntLibrary\Dynamics\Arch\PF 2022 Models\IEEE\Frame\Frame Synchronous Generator IEEE.BlkDef | Network Model.IntPrjfolder\Network Data.IntPrjfolder\Main Grid.ElmNet | ["Network Model.IntPrjfolder\\Network Data.IntPrjfolder\\Main Grid.ElmNet\\PLTMG 3.ElmSym", "Network Model.IntPrjfolder\\Network Data.IntPrjfolder\\Main Grid.ElmNet\\Gas Power Plant Model(6).ElmComp\\Gas Turbine Governor.ElmDsl", null, "Network Model.IntPrjfolder\\Network Data.IntPrjfolder\\Main Grid.ElmNet\\Gas Power Plant Model(6).ElmComp\\Static Excitation System.ElmDsl", null, null, null, null, null, null, null, null, null] | 1612307282 | 0 | Gas Power Plant Model(6) | 0 | 0 | 0 | 0 | 0 | 0 | 0 | 0 | Network Model.IntPrjfolder\Network Data.IntPrjfolder\Main Grid.ElmNet | Network Model.IntPrjfolder\Network Data.IntPrjfolder\Main Grid.ElmNet | 0 | MAN | 1747362701 | 0 | 4908892 | ["\\Lib.IntLibrary\\Dynamics\\Arch\\PF 2022 Models\\IEEE\\Frame\\Frame Synchronous Generator IEEE.BlkDef\\Generator.BlkSlot", "\\Lib.IntLibrary\\Dynamics\\Arch\\PF 2022 Models\\IEEE\\Frame\\Frame Synchronous Generator IEEE.BlkDef\\Governor and Turbine / Engine.BlkSlot", "\\Lib.IntLibrary\\Dynamics\\Arch\\PF 2022 Models\\IEEE\\Frame\\Frame Synchronous Generator IEEE.BlkDef\\V Transducer / I Compensation.BlkSlot", "\\Lib.IntLibrary\\Dynamics\\Arch\\PF 2022 Models\\IEEE\\Frame\\Frame Synchronous Generator IEEE.BlkDef\\Voltage Regulator and Exciter.BlkSlot", "\\Lib.IntLibrary\\Dynamics\\Arch\\PF 2022 Models\\IEEE\\Frame\\Frame Synchronous Generator IEEE.BlkDef\\Underexcitation Limiter.BlkSlot", "\\Lib.IntLibrary\\Dynamics\\Arch\\PF 2022 Models\\IEEE\\Frame\\Frame Synchronous Generator IEEE.BlkDef\\Overexcitation Limiter.BlkSlot", "\\Lib.IntLibrary\\Dynamics\\Arch\\PF 2022 Models\\IEEE\\Frame\\Frame Synchronous Generator IEEE.BlkDef\\Stator Current Limiter.BlkSlot", "\\Lib.IntLibrary\\Dynamics\\Arch\\PF 2022 Models\\IEEE\\Frame\\Frame Synchronous Generator IEEE.BlkDef\\PF/VAR Controller.BlkSlot", "\\Lib.IntLibrary\\Dynamics\\Arch\\PF 2022 Models\\IEEE\\Frame\\Frame Synchronous Generator IEEE.BlkDef\\Voltage Adjuster.BlkSlot", "\\Lib.IntLibrary\\Dynamics\\Arch\\PF 2022 Models\\IEEE\\Frame\\Frame Synchronous Generator IEEE.BlkDef\\Power System Stabilizer.BlkSlot", "\\Lib.IntLibrary\\Dynamics\\Arch\\PF 2022 Models\\IEEE\\Frame\\Frame Synchronous Generator IEEE.BlkDef\\Frequency Measurement.BlkSlot", "\\Lib.IntLibrary\\Dynamics\\Arch\\PF 2022 Models\\IEEE\\Frame\\Frame Synchronous Generator IEEE.BlkDef\\Voltage Measurement.BlkSlot", "\\Lib.IntLibrary\\Dynamics\\Arch\\PF 2022 Models\\IEEE\\Frame\\Frame Synchronous Generator IEEE.BlkDef\\Turbine/Engine Load Controller.BlkSlot"] | 4905050 | 4294967294
Gas Power Plant Model(7) | Network Model.IntPrjfolder\Network Data.IntPrjfolder\Main Grid.ElmNet\Gas Power Plant Model(7).ElmComp | 0 | \Lib.IntLibrary\Dynamics\Arch\PF 2022 Models\IEEE\Frame\Frame Synchronous Generator IEEE.BlkDef | Network Model.IntPrjfolder\Network Data.IntPrjfolder\Main Grid.ElmNet | ["Network Model.IntPrjfolder\\Network Data.IntPrjfolder\\Main Grid.ElmNet\\PLTMG 2.ElmSym", "Network Model.IntPrjfolder\\Network Data.IntPrjfolder\\Main Grid.ElmNet\\Gas Power Plant Model(7).ElmComp\\Gas Turbine Governor.ElmDsl", null, "Network Model.IntPrjfolder\\Network Data.IntPrjfolder\\Main Grid.ElmNet\\Gas Power Plant Model(7).ElmComp\\Static Excitation System.ElmDsl", null, null, null, null, null, null, null, null, null] | 1612307282 | 0 | Gas Power Plant Model(7) | 0 | 0 | 0 | 0 | 0 | 0 | 0 | 0 | Network Model.IntPrjfolder\Network Data.IntPrjfolder\Main Grid.ElmNet | Network Model.IntPrjfolder\Network Data.IntPrjfolder\Main Grid.ElmNet | 0 | MAN | 1747363372 | 0 | 4908916 | ["\\Lib.IntLibrary\\Dynamics\\Arch\\PF 2022 Models\\IEEE\\Frame\\Frame Synchronous Generator IEEE.BlkDef\\Generator.BlkSlot", "\\Lib.IntLibrary\\Dynamics\\Arch\\PF 2022 Models\\IEEE\\Frame\\Frame Synchronous Generator IEEE.BlkDef\\Governor and Turbine / Engine.BlkSlot", "\\Lib.IntLibrary\\Dynamics\\Arch\\PF 2022 Models\\IEEE\\Frame\\Frame Synchronous Generator IEEE.BlkDef\\V Transducer / I Compensation.BlkSlot", "\\Lib.IntLibrary\\Dynamics\\Arch\\PF 2022 Models\\IEEE\\Frame\\Frame Synchronous Generator IEEE.BlkDef\\Voltage Regulator and Exciter.BlkSlot", "\\Lib.IntLibrary\\Dynamics\\Arch\\PF 2022 Models\\IEEE\\Frame\\Frame Synchronous Generator IEEE.BlkDef\\Underexcitation Limiter.BlkSlot", "\\Lib.IntLibrary\\Dynamics\\Arch\\PF 2022 Models\\IEEE\\Frame\\Frame Synchronous Generator IEEE.BlkDef\\Overexcitation Limiter.BlkSlot", "\\Lib.IntLibrary\\Dynamics\\Arch\\PF 2022 Models\\IEEE\\Frame\\Frame Synchronous Generator IEEE.BlkDef\\Stator Current Limiter.BlkSlot", "\\Lib.IntLibrary\\Dynamics\\Arch\\PF 2022 Models\\IEEE\\Frame\\Frame Synchronous Generator IEEE.BlkDef\\PF/VAR Controller.BlkSlot", "\\Lib.IntLibrary\\Dynamics\\Arch\\PF 2022 Models\\IEEE\\Frame\\Frame Synchronous Generator IEEE.BlkDef\\Voltage Adjuster.BlkSlot", "\\Lib.IntLibrary\\Dynamics\\Arch\\PF 2022 Models\\IEEE\\Frame\\Frame Synchronous Generator IEEE.BlkDef\\Power System Stabilizer.BlkSlot", "\\Lib.IntLibrary\\Dynamics\\Arch\\PF 2022 Models\\IEEE\\Frame\\Frame Synchronous Generator IEEE.BlkDef\\Frequency Measurement.BlkSlot", "\\Lib.IntLibrary\\Dynamics\\Arch\\PF 2022 Models\\IEEE\\Frame\\Frame Synchronous Generator IEEE.BlkDef\\Voltage Measurement.BlkSlot", "\\Lib.IntLibrary\\Dynamics\\Arch\\PF 2022 Models\\IEEE\\Frame\\Frame Synchronous Generator IEEE.BlkDef\\Turbine/Engine Load Controller.BlkSlot"] | 4905050 | 4294967294
Gas Power Plant Model(8) | Network Model.IntPrjfolder\Network Data.IntPrjfolder\Main Grid.ElmNet\Gas Power Plant Model(8).ElmComp | 0 | \Lib.IntLibrary\Dynamics\Arch\PF 2022 Models\IEEE\Frame\Frame Synchronous Generator IEEE.BlkDef | Network Model.IntPrjfolder\Network Data.IntPrjfolder\Main Grid.ElmNet | ["Network Model.IntPrjfolder\\Network Data.IntPrjfolder\\Main Grid.ElmNet\\PLTMG 1.ElmSym", "Network Model.IntPrjfolder\\Network Data.IntPrjfolder\\Main Grid.ElmNet\\Gas Power Plant Model(8).ElmComp\\Gas Turbine Governor.ElmDsl", null, "Network Model.IntPrjfolder\\Network Data.IntPrjfolder\\Main Grid.ElmNet\\Gas Power Plant Model(8).ElmComp\\Static Excitation System.ElmDsl", null, null, null, null, null, null, null, null, null] | 1612307282 | 0 | Gas Power Plant Model(8) | 0 | 0 | 0 | 0 | 0 | 0 | 0 | 0 | Network Model.IntPrjfolder\Network Data.IntPrjfolder\Main Grid.ElmNet | Network Model.IntPrjfolder\Network Data.IntPrjfolder\Main Grid.ElmNet | 0 | MAN | 1747363499 | 0 | 4908922 | ["\\Lib.IntLibrary\\Dynamics\\Arch\\PF 2022 Models\\IEEE\\Frame\\Frame Synchronous Generator IEEE.BlkDef\\Generator.BlkSlot", "\\Lib.IntLibrary\\Dynamics\\Arch\\PF 2022 Models\\IEEE\\Frame\\Frame Synchronous Generator IEEE.BlkDef\\Governor and Turbine / Engine.BlkSlot", "\\Lib.IntLibrary\\Dynamics\\Arch\\PF 2022 Models\\IEEE\\Frame\\Frame Synchronous Generator IEEE.BlkDef\\V Transducer / I Compensation.BlkSlot", "\\Lib.IntLibrary\\Dynamics\\Arch\\PF 2022 Models\\IEEE\\Frame\\Frame Synchronous Generator IEEE.BlkDef\\Voltage Regulator and Exciter.BlkSlot", "\\Lib.IntLibrary\\Dynamics\\Arch\\PF 2022 Models\\IEEE\\Frame\\Frame Synchronous Generator IEEE.BlkDef\\Underexcitation Limiter.BlkSlot", "\\Lib.IntLibrary\\Dynamics\\Arch\\PF 2022 Models\\IEEE\\Frame\\Frame Synchronous Generator IEEE.BlkDef\\Overexcitation Limiter.BlkSlot", "\\Lib.IntLibrary\\Dynamics\\Arch\\PF 2022 Models\\IEEE\\Frame\\Frame Synchronous Generator IEEE.BlkDef\\Stator Current Limiter.BlkSlot", "\\Lib.IntLibrary\\Dynamics\\Arch\\PF 2022 Models\\IEEE\\Frame\\Frame Synchronous Generator IEEE.BlkDef\\PF/VAR Controller.BlkSlot", "\\Lib.IntLibrary\\Dynamics\\Arch\\PF 2022 Models\\IEEE\\Frame\\Frame Synchronous Generator IEEE.BlkDef\\Voltage Adjuster.BlkSlot", "\\Lib.IntLibrary\\Dynamics\\Arch\\PF 2022 Models\\IEEE\\Frame\\Frame Synchronous Generator IEEE.BlkDef\\Power System Stabilizer.BlkSlot", "\\Lib.IntLibrary\\Dynamics\\Arch\\PF 2022 Models\\IEEE\\Frame\\Frame Synchronous Generator IEEE.BlkDef\\Frequency Measurement.BlkSlot", "\\Lib.IntLibrary\\Dynamics\\Arch\\PF 2022 Models\\IEEE\\Frame\\Frame Synchronous Generator IEEE.BlkDef\\Voltage Measurement.BlkSlot", "\\Lib.IntLibrary\\Dynamics\\Arch\\PF 2022 Models\\IEEE\\Frame\\Frame Synchronous Generator IEEE.BlkDef\\Turbine/Engine Load Controller.BlkSlot"] | 4905050 | 4294967294
Diesel Genset Model(9) | Network Model.IntPrjfolder\Network Data.IntPrjfolder\Main Grid.ElmNet\Diesel Genset Model(9).ElmComp | 0 | \Lib.IntLibrary\Dynamics\Arch\PF 2022 Models\DynPsse\Frm\SYM Frame_no droop.BlkDef | Network Model.IntPrjfolder\Network Data.IntPrjfolder\Main Grid.ElmNet | ["Network Model.IntPrjfolder\\Network Data.IntPrjfolder\\Main Grid.ElmNet\\DEUTZ MWM 2.ElmSym", "Network Model.IntPrjfolder\\Network Data.IntPrjfolder\\Main Grid.ElmNet\\Diesel Genset Model(9).ElmComp\\EXAC1.ElmDsl", "Network Model.IntPrjfolder\\Network Data.IntPrjfolder\\Main Grid.ElmNet\\Diesel Genset Model(9).ElmComp\\DEGOV1.ElmDsl", null, null, null, null] | 1612307282 | 0 | Diesel Genset Model(9) | 0 | 0 | 0 | 0 | 0 | 0 | 0 | 0 | Network Model.IntPrjfolder\Network Data.IntPrjfolder\Main Grid.ElmNet | Network Model.IntPrjfolder\Network Data.IntPrjfolder\Main Grid.ElmNet | 0 | MAN | 1747378821 | 0 | 4908888 | ["\\Lib.IntLibrary\\Dynamics\\Arch\\PF 2022 Models\\DynPsse\\Frm\\SYM Frame_no droop.BlkDef\\Sym Slot.BlkSlot", "\\Lib.IntLibrary\\Dynamics\\Arch\\PF 2022 Models\\DynPsse\\Frm\\SYM Frame_no droop.BlkDef\\Avr Slot.BlkSlot", "\\Lib.IntLibrary\\Dynamics\\Arch\\PF 2022 Models\\DynPsse\\Frm\\SYM Frame_no droop.BlkDef\\Gov Slot.BlkSlot", "\\Lib.IntLibrary\\Dynamics\\Arch\\PF 2022 Models\\DynPsse\\Frm\\SYM Frame_no droop.BlkDef\\Pss Slot.BlkSlot", "\\Lib.IntLibrary\\Dynamics\\Arch\\PF 2022 Models\\DynPsse\\Frm\\SYM Frame_no droop.BlkDef\\Uel Slot.BlkSlot", "\\Lib.IntLibrary\\Dynamics\\Arch\\PF 2022 Models\\DynPsse\\Frm\\SYM Frame_no droop.BlkDef\\Oel Slot.BlkSlot", "\\Lib.IntLibrary\\Dynamics\\Arch\\PF 2022 Models\\DynPsse\\Frm\\SYM Frame_no droop.BlkDef\\MeasBus1.BlkSlot"] | 4905050 | 4294967294
Gas Power Plant Model(4) | Network Model.IntPrjfolder\Network Data.IntPrjfolder\Main Grid.ElmNet\Gas Power Plant Model(4).ElmComp | 0 | \Lib.IntLibrary\Dynamics\Arch\PF 2022 Models\IEEE\Frame\Frame Synchronous Generator IEEE.BlkDef | Network Model.IntPrjfolder\Network Data.IntPrjfolder\Main Grid.ElmNet | [null, null, null, null, null, null, null, null, null, null, null, null, null] | 1612307282 | 0 | Gas Power Plant Model(4) | 0 | 0 | 0 | 0 | 0 | 0 | 0 | 0 | Network Model.IntPrjfolder\Network Data.IntPrjfolder\Main Grid.ElmNet | Network Model.IntPrjfolder\Network Data.IntPrjfolder\Main Grid.ElmNet | 0 | MAN | 1747361794 | 0 | 4908856 | ["\\Lib.IntLibrary\\Dynamics\\Arch\\PF 2022 Models\\IEEE\\Frame\\Frame Synchronous Generator IEEE.BlkDef\\Generator.BlkSlot", "\\Lib.IntLibrary\\Dynamics\\Arch\\PF 2022 Models\\IEEE\\Frame\\Frame Synchronous Generator IEEE.BlkDef\\Governor and Turbine / Engine.BlkSlot", "\\Lib.IntLibrary\\Dynamics\\Arch\\PF 2022 Models\\IEEE\\Frame\\Frame Synchronous Generator IEEE.BlkDef\\V Transducer / I Compensation.BlkSlot", "\\Lib.IntLibrary\\Dynamics\\Arch\\PF 2022 Models\\IEEE\\Frame\\Frame Synchronous Generator IEEE.BlkDef\\Voltage Regulator and Exciter.BlkSlot", "\\Lib.IntLibrary\\Dynamics\\Arch\\PF 2022 Models\\IEEE\\Frame\\Frame Synchronous Generator IEEE.BlkDef\\Underexcitation Limiter.BlkSlot", "\\Lib.IntLibrary\\Dynamics\\Arch\\PF 2022 Models\\IEEE\\Frame\\Frame Synchronous Generator IEEE.BlkDef\\Overexcitation Limiter.BlkSlot", "\\Lib.IntLibrary\\Dynamics\\Arch\\PF 2022 Models\\IEEE\\Frame\\Frame Synchronous Generator IEEE.BlkDef\\Stator Current Limiter.BlkSlot", "\\Lib.IntLibrary\\Dynamics\\Arch\\PF 2022 Models\\IEEE\\Frame\\Frame Synchronous Generator IEEE.BlkDef\\PF/VAR Controller.BlkSlot", "\\Lib.IntLibrary\\Dynamics\\Arch\\PF 2022 Models\\IEEE\\Frame\\Frame Synchronous Generator IEEE.BlkDef\\Voltage Adjuster.BlkSlot", "\\Lib.IntLibrary\\Dynamics\\Arch\\PF 2022 Models\\IEEE\\Frame\\Frame Synchronous Generator IEEE.BlkDef\\Power System Stabilizer.BlkSlot", "\\Lib.IntLibrary\\Dynamics\\Arch\\PF 2022 Models\\IEEE\\Frame\\Frame Synchronous Generator IEEE.BlkDef\\Frequency Measurement.BlkSlot", "\\Lib.IntLibrary\\Dynamics\\Arch\\PF 2022 Models\\IEEE\\Frame\\Frame Synchronous Generator IEEE.BlkDef\\Voltage Measurement.BlkSlot", "\\Lib.IntLibrary\\Dynamics\\Arch\\PF 2022 Models\\IEEE\\Frame\\Frame Synchronous Generator IEEE.BlkDef\\Turbine/Engine Load Controller.BlkSlot"] | 4905050 | 4294967294
Diesel Genset Model(3) | Network Model.IntPrjfolder\Network Data.IntPrjfolder\Main Grid.ElmNet\Diesel Genset Model(3).ElmComp | 0 | \Lib.IntLibrary\Dynamics\Arch\PF 2022 Models\DynPsse\Frm\SYM Frame_no droop.BlkDef | Network Model.IntPrjfolder\Network Data.IntPrjfolder\Main Grid.ElmNet | [null, "Network Model.IntPrjfolder\\Network Data.IntPrjfolder\\Main Grid.ElmNet\\Diesel Genset Model(3).ElmComp\\EXAC1.ElmDsl", "Network Model.IntPrjfolder\\Network Data.IntPrjfolder\\Main Grid.ElmNet\\Diesel Genset Model(3).ElmComp\\DEGOV1.ElmDsl", null, null, null, null] | 1612307282 | 0 | Diesel Genset Model(3) | 0 | 0 | 0 | 0 | 0 | 0 | 0 | 0 | Network Model.IntPrjfolder\Network Data.IntPrjfolder\Main Grid.ElmNet | Network Model.IntPrjfolder\Network Data.IntPrjfolder\Main Grid.ElmNet | 0 | MAN | 1747311948 | 0 | 4908887 | ["\\Lib.IntLibrary\\Dynamics\\Arch\\PF 2022 Models\\DynPsse\\Frm\\SYM Frame_no droop.BlkDef\\Sym Slot.BlkSlot", "\\Lib.IntLibrary\\Dynamics\\Arch\\PF 2022 Models\\DynPsse\\Frm\\SYM Frame_no droop.BlkDef\\Avr Slot.BlkSlot", "\\Lib.IntLibrary\\Dynamics\\Arch\\PF 2022 Models\\DynPsse\\Frm\\SYM Frame_no droop.BlkDef\\Gov Slot.BlkSlot", "\\Lib.IntLibrary\\Dynamics\\Arch\\PF 2022 Models\\DynPsse\\Frm\\SYM Frame_no droop.BlkDef\\Pss Slot.BlkSlot", "\\Lib.IntLibrary\\Dynamics\\Arch\\PF 2022 Models\\DynPsse\\Frm\\SYM Frame_no droop.BlkDef\\Uel Slot.BlkSlot", "\\Lib.IntLibrary\\Dynamics\\Arch\\PF 2022 Models\\DynPsse\\Frm\\SYM Frame_no droop.BlkDef\\Oel Slot.BlkSlot", "\\Lib.IntLibrary\\Dynamics\\Arch\\PF 2022 Models\\DynPsse\\Frm\\SYM Frame_no droop.BlkDef\\MeasBus1.BlkSlot"] | 4905050 | 4294967294
Gas Power Plant Model(2) | Network Model.IntPrjfolder\Network Data.IntPrjfolder\Main Grid.ElmNet\Gas Power Plant Model(2).ElmComp | 0 | \Lib.IntLibrary\Dynamics\Arch\PF 2022 Models\IEEE\Frame\Frame Synchronous Generator IEEE.BlkDef | Network Model.IntPrjfolder\Network Data.IntPrjfolder\Main Grid.ElmNet | [null, null, null, null, null, null, null, null, null, null, null, null, null] | 1612307282 | 0 | Gas Power Plant Model(2) | 0 | 0 | 0 | 0 | 0 | 0 | 0 | 0 | Network Model.IntPrjfolder\Network Data.IntPrjfolder\Main Grid.ElmNet | Network Model.IntPrjfolder\Network Data.IntPrjfolder\Main Grid.ElmNet | 0 | MAN | 1747312116 | 0 | 4908909 | ["\\Lib.IntLibrary\\Dynamics\\Arch\\PF 2022 Models\\IEEE\\Frame\\Frame Synchronous Generator IEEE.BlkDef\\Generator.BlkSlot", "\\Lib.IntLibrary\\Dynamics\\Arch\\PF 2022 Models\\IEEE\\Frame\\Frame Synchronous Generator IEEE.BlkDef\\Governor and Turbine / Engine.BlkSlot", "\\Lib.IntLibrary\\Dynamics\\Arch\\PF 2022 Models\\IEEE\\Frame\\Frame Synchronous Generator IEEE.BlkDef\\V Transducer / I Compensation.BlkSlot", "\\Lib.IntLibrary\\Dynamics\\Arch\\PF 2022 Models\\IEEE\\Frame\\Frame Synchronous Generator IEEE.BlkDef\\Voltage Regulator and Exciter.BlkSlot", "\\Lib.IntLibrary\\Dynamics\\Arch\\PF 2022 Models\\IEEE\\Frame\\Frame Synchronous Generator IEEE.BlkDef\\Underexcitation Limiter.BlkSlot", "\\Lib.IntLibrary\\Dynamics\\Arch\\PF 2022 Models\\IEEE\\Frame\\Frame Synchronous Generator IEEE.BlkDef\\Overexcitation Limiter.BlkSlot", "\\Lib.IntLibrary\\Dynamics\\Arch\\PF 2022 Models\\IEEE\\Frame\\Frame Synchronous Generator IEEE.BlkDef\\Stator Current Limiter.BlkSlot", "\\Lib.IntLibrary\\Dynamics\\Arch\\PF 2022 Models\\IEEE\\Frame\\Frame Synchronous Generator IEEE.BlkDef\\PF/VAR Controller.BlkSlot", "\\Lib.IntLibrary\\Dynamics\\Arch\\PF 2022 Models\\IEEE\\Frame\\Frame Synchronous Generator IEEE.BlkDef\\Voltage Adjuster.BlkSlot", "\\Lib.IntLibrary\\Dynamics\\Arch\\PF 2022 Models\\IEEE\\Frame\\Frame Synchronous Generator IEEE.BlkDef\\Power System Stabilizer.BlkSlot", "\\Lib.IntLibrary\\Dynamics\\Arch\\PF 2022 Models\\IEEE\\Frame\\Frame Synchronous Generator IEEE.BlkDef\\Frequency Measurement.BlkSlot", "\\Lib.IntLibrary\\Dynamics\\Arch\\PF 2022 Models\\IEEE\\Frame\\Frame Synchronous Generator IEEE.BlkDef\\Voltage Measurement.BlkSlot", "\\Lib.IntLibrary\\Dynamics\\Arch\\PF 2022 Models\\IEEE\\Frame\\Frame Synchronous Generator IEEE.BlkDef\\Turbine/Engine Load Controller.BlkSlot"] | 4905050 | 4294967294
Gas Power Plant Model(5) | Network Model.IntPrjfolder\Network Data.IntPrjfolder\Main Grid.ElmNet\Gas Power Plant Model(5).ElmComp | 0 | \Lib.IntLibrary\Dynamics\Arch\PF 2022 Models\IEEE\Frame\Frame Synchronous Generator IEEE.BlkDef | Network Model.IntPrjfolder\Network Data.IntPrjfolder\Main Grid.ElmNet | [null, null, null, null, null, null, null, null, null, null, null, null, null] | 1612307282 | 0 | Gas Power Plant Model(5) | 0 | 0 | 0 | 0 | 0 | 0 | 0 | 0 | Network Model.IntPrjfolder\Network Data.IntPrjfolder\Main Grid.ElmNet | Network Model.IntPrjfolder\Network Data.IntPrjfolder\Main Grid.ElmNet | 0 | MAN | 1747361814 | 0 | 4908893 | ["\\Lib.IntLibrary\\Dynamics\\Arch\\PF 2022 Models\\IEEE\\Frame\\Frame Synchronous Generator IEEE.BlkDef\\Generator.BlkSlot", "\\Lib.IntLibrary\\Dynamics\\Arch\\PF 2022 Models\\IEEE\\Frame\\Frame Synchronous Generator IEEE.BlkDef\\Governor and Turbine / Engine.BlkSlot", "\\Lib.IntLibrary\\Dynamics\\Arch\\PF 2022 Models\\IEEE\\Frame\\Frame Synchronous Generator IEEE.BlkDef\\V Transducer / I Compensation.BlkSlot", "\\Lib.IntLibrary\\Dynamics\\Arch\\PF 2022 Models\\IEEE\\Frame\\Frame Synchronous Generator IEEE.BlkDef\\Voltage Regulator and Exciter.BlkSlot", "\\Lib.IntLibrary\\Dynamics\\Arch\\PF 2022 Models\\IEEE\\Frame\\Frame Synchronous Generator IEEE.BlkDef\\Underexcitation Limiter.BlkSlot", "\\Lib.IntLibrary\\Dynamics\\Arch\\PF 2022 Models\\IEEE\\Frame\\Frame Synchronous Generator IEEE.BlkDef\\Overexcitation Limiter.BlkSlot", "\\Lib.IntLibrary\\Dynamics\\Arch\\PF 2022 Models\\IEEE\\Frame\\Frame Synchronous Generator IEEE.BlkDef\\Stator Current Limiter.BlkSlot", "\\Lib.IntLibrary\\Dynamics\\Arch\\PF 2022 Models\\IEEE\\Frame\\Frame Synchronous Generator IEEE.BlkDef\\PF/VAR Controller.BlkSlot", "\\Lib.IntLibrary\\Dynamics\\Arch\\PF 2022 Models\\IEEE\\Frame\\Frame Synchronous Generator IEEE.BlkDef\\Voltage Adjuster.BlkSlot", "\\Lib.IntLibrary\\Dynamics\\Arch\\PF 2022 Models\\IEEE\\Frame\\Frame Synchronous Generator IEEE.BlkDef\\Power System Stabilizer.BlkSlot", "\\Lib.IntLibrary\\Dynamics\\Arch\\PF 2022 Models\\IEEE\\Frame\\Frame Synchronous Generator IEEE.BlkDef\\Frequency Measurement.BlkSlot", "\\Lib.IntLibrary\\Dynamics\\Arch\\PF 2022 Models\\IEEE\\Frame\\Frame Synchronous Generator IEEE.BlkDef\\Voltage Measurement.BlkSlot", "\\Lib.IntLibrary\\Dynamics\\Arch\\PF 2022 Models\\IEEE\\Frame\\Frame Synchronous Generator IEEE.BlkDef\\Turbine/Engine Load Controller.BlkSlot"] | 4905050 | 4294967294
Gas Power Plant Model(1) | Network Model.IntPrjfolder\Network Data.IntPrjfolder\Main Grid.ElmNet\Gas Power Plant Model(1).ElmComp | 0 | \Lib.IntLibrary\Dynamics\Arch\PF 2022 Models\IEEE\Frame\Frame Synchronous Generator IEEE.BlkDef | Network Model.IntPrjfolder\Network Data.IntPrjfolder\Main Grid.ElmNet | [null, null, null, null, null, null, null, null, null, null, null, null, null] | 1612307282 | 0 | Gas Power Plant Model(1) | 0 | 0 | 0 | 0 | 0 | 0 | 0 | 0 | Network Model.IntPrjfolder\Network Data.IntPrjfolder\Main Grid.ElmNet | Network Model.IntPrjfolder\Network Data.IntPrjfolder\Main Grid.ElmNet | 0 | MAN | 1747312098 | 0 | 4908857 | ["\\Lib.IntLibrary\\Dynamics\\Arch\\PF 2022 Models\\IEEE\\Frame\\Frame Synchronous Generator IEEE.BlkDef\\Generator.BlkSlot", "\\Lib.IntLibrary\\Dynamics\\Arch\\PF 2022 Models\\IEEE\\Frame\\Frame Synchronous Generator IEEE.BlkDef\\Governor and Turbine / Engine.BlkSlot", "\\Lib.IntLibrary\\Dynamics\\Arch\\PF 2022 Models\\IEEE\\Frame\\Frame Synchronous Generator IEEE.BlkDef\\V Transducer / I Compensation.BlkSlot", "\\Lib.IntLibrary\\Dynamics\\Arch\\PF 2022 Models\\IEEE\\Frame\\Frame Synchronous Generator IEEE.BlkDef\\Voltage Regulator and Exciter.BlkSlot", "\\Lib.IntLibrary\\Dynamics\\Arch\\PF 2022 Models\\IEEE\\Frame\\Frame Synchronous Generator IEEE.BlkDef\\Underexcitation Limiter.BlkSlot", "\\Lib.IntLibrary\\Dynamics\\Arch\\PF 2022 Models\\IEEE\\Frame\\Frame Synchronous Generator IEEE.BlkDef\\Overexcitation Limiter.BlkSlot", "\\Lib.IntLibrary\\Dynamics\\Arch\\PF 2022 Models\\IEEE\\Frame\\Frame Synchronous Generator IEEE.BlkDef\\Stator Current Limiter.BlkSlot", "\\Lib.IntLibrary\\Dynamics\\Arch\\PF 2022 Models\\IEEE\\Frame\\Frame Synchronous Generator IEEE.BlkDef\\PF/VAR Controller.BlkSlot", "\\Lib.IntLibrary\\Dynamics\\Arch\\PF 2022 Models\\IEEE\\Frame\\Frame Synchronous Generator IEEE.BlkDef\\Voltage Adjuster.BlkSlot", "\\Lib.IntLibrary\\Dynamics\\Arch\\PF 2022 Models\\IEEE\\Frame\\Frame Synchronous Generator IEEE.BlkDef\\Power System Stabilizer.BlkSlot", "\\Lib.IntLibrary\\Dynamics\\Arch\\PF 2022 Models\\IEEE\\Frame\\Frame Synchronous Generator IEEE.BlkDef\\Frequency Measurement.BlkSlot", "\\Lib.IntLibrary\\Dynamics\\Arch\\PF 2022 Models\\IEEE\\Frame\\Frame Synchronous Generator IEEE.BlkDef\\Voltage Measurement.BlkSlot", "\\Lib.IntLibrary\\Dynamics\\Arch\\PF 2022 Models\\IEEE\\Frame\\Frame Synchronous Generator IEEE.BlkDef\\Turbine/Engine Load Controller.BlkSlot"] | 4905050 | 4294967294
Gas Power Plant Model(3) | Network Model.IntPrjfolder\Network Data.IntPrjfolder\Main Grid.ElmNet\Gas Power Plant Model(3).ElmComp | 0 | \Lib.IntLibrary\Dynamics\Arch\PF 2022 Models\IEEE\Frame\Frame Synchronous Generator IEEE.BlkDef | Network Model.IntPrjfolder\Network Data.IntPrjfolder\Main Grid.ElmNet | [null, null, null, null, null, null, null, null, null, null, null, null, null] | 1612307282 | 0 | Gas Power Plant Model(3) | 0 | 0 | 0 | 0 | 0 | 0 | 0 | 0 | Network Model.IntPrjfolder\Network Data.IntPrjfolder\Main Grid.ElmNet | Network Model.IntPrjfolder\Network Data.IntPrjfolder\Main Grid.ElmNet | 0 | MAN | 1747359529 | 0 | 4908861 | ["\\Lib.IntLibrary\\Dynamics\\Arch\\PF 2022 Models\\IEEE\\Frame\\Frame Synchronous Generator IEEE.BlkDef\\Generator.BlkSlot", "\\Lib.IntLibrary\\Dynamics\\Arch\\PF 2022 Models\\IEEE\\Frame\\Frame Synchronous Generator IEEE.BlkDef\\Governor and Turbine / Engine.BlkSlot", "\\Lib.IntLibrary\\Dynamics\\Arch\\PF 2022 Models\\IEEE\\Frame\\Frame Synchronous Generator IEEE.BlkDef\\V Transducer / I Compensation.BlkSlot", "\\Lib.IntLibrary\\Dynamics\\Arch\\PF 2022 Models\\IEEE\\Frame\\Frame Synchronous Generator IEEE.BlkDef\\Voltage Regulator and Exciter.BlkSlot", "\\Lib.IntLibrary\\Dynamics\\Arch\\PF 2022 Models\\IEEE\\Frame\\Frame Synchronous Generator IEEE.BlkDef\\Underexcitation Limiter.BlkSlot", "\\Lib.IntLibrary\\Dynamics\\Arch\\PF 2022 Models\\IEEE\\Frame\\Frame Synchronous Generator IEEE.BlkDef\\Overexcitation Limiter.BlkSlot", "\\Lib.IntLibrary\\Dynamics\\Arch\\PF 2022 Models\\IEEE\\Frame\\Frame Synchronous Generator IEEE.BlkDef\\Stator Current Limiter.BlkSlot", "\\Lib.IntLibrary\\Dynamics\\Arch\\PF 2022 Models\\IEEE\\Frame\\Frame Synchronous Generator IEEE.BlkDef\\PF/VAR Controller.BlkSlot", "\\Lib.IntLibrary\\Dynamics\\Arch\\PF 2022 Models\\IEEE\\Frame\\Frame Synchronous Generator IEEE.BlkDef\\Voltage Adjuster.BlkSlot", "\\Lib.IntLibrary\\Dynamics\\Arch\\PF 2022 Models\\IEEE\\Frame\\Frame Synchronous Generator IEEE.BlkDef\\Power System Stabilizer.BlkSlot", "\\Lib.IntLibrary\\Dynamics\\Arch\\PF 2022 Models\\IEEE\\Frame\\Frame Synchronous Generator IEEE.BlkDef\\Frequency Measurement.BlkSlot", "\\Lib.IntLibrary\\Dynamics\\Arch\\PF 2022 Models\\IEEE\\Frame\\Frame Synchronous Generator IEEE.BlkDef\\Voltage Measurement.BlkSlot", "\\Lib.IntLibrary\\Dynamics\\Arch\\PF 2022 Models\\IEEE\\Frame\\Frame Synchronous Generator IEEE.BlkDef\\Turbine/Engine Load Controller.BlkSlot"] | 4905050 | 4294967294
Plant_ENG CUMMIN 9 | Network Model.IntPrjfolder\Network Data.IntPrjfolder\Main Grid.ElmNet\Plant_ENG CUMMIN 9.ElmComp | 0 | \Lib.IntLibrary\Dynamics\Arch\PF 2022 Models\DynPsse\Frm\SYM Frame_no droop.BlkDef | Network Model.IntPrjfolder\Network Data.IntPrjfolder\Main Grid.ElmNet | [null, "Network Model.IntPrjfolder\\Network Data.IntPrjfolder\\Main Grid.ElmNet\\Plant_ENG CUMMIN 9.ElmComp\\IEEEAC8B.ElmDsl", "Network Model.IntPrjfolder\\Network Data.IntPrjfolder\\Main Grid.ElmNet\\Plant_ENG CUMMIN 9.ElmComp\\DEGOV.ElmDsl", null, null, null, null] | 1746605745 | 0 | Plant_ENG CUMMIN 9 | 0 | 0 | 0 | 0 | 0 | 0 | 0 | 0 | Network Model.IntPrjfolder\Network Data.IntPrjfolder\Main Grid.ElmNet | Network Model.IntPrjfolder\Network Data.IntPrjfolder\Main Grid.ElmNet | 0 | MAN | 1746706420 | 0 | 4908725 | ["\\Lib.IntLibrary\\Dynamics\\Arch\\PF 2022 Models\\DynPsse\\Frm\\SYM Frame_no droop.BlkDef\\Sym Slot.BlkSlot", "\\Lib.IntLibrary\\Dynamics\\Arch\\PF 2022 Models\\DynPsse\\Frm\\SYM Frame_no droop.BlkDef\\Avr Slot.BlkSlot", "\\Lib.IntLibrary\\Dynamics\\Arch\\PF 2022 Models\\DynPsse\\Frm\\SYM Frame_no droop.BlkDef\\Gov Slot.BlkSlot", "\\Lib.IntLibrary\\Dynamics\\Arch\\PF 2022 Models\\DynPsse\\Frm\\SYM Frame_no droop.BlkDef\\Pss Slot.BlkSlot", "\\Lib.IntLibrary\\Dynamics\\Arch\\PF 2022 Models\\DynPsse\\Frm\\SYM Frame_no droop.BlkDef\\Uel Slot.BlkSlot", "\\Lib.IntLibrary\\Dynamics\\Arch\\PF 2022 Models\\DynPsse\\Frm\\SYM Frame_no droop.BlkDef\\Oel Slot.BlkSlot", "\\Lib.IntLibrary\\Dynamics\\Arch\\PF 2022 Models\\DynPsse\\Frm\\SYM Frame_no droop.BlkDef\\MeasBus1.BlkSlot"] | 4905050 | 4294967294
Plant_PLTMG ENGINE 3 | Network Model.IntPrjfolder\Network Data.IntPrjfolder\Main Grid.ElmNet\Plant_PLTMG ENGINE 3.ElmComp | 0 | \Lib.IntLibrary\Dynamics\Arch\PF 2022 Models\DynPsse\Frm\SYM Frame_no droop.BlkDef | Network Model.IntPrjfolder\Network Data.IntPrjfolder\Main Grid.ElmNet | [null, "Network Model.IntPrjfolder\\Network Data.IntPrjfolder\\Main Grid.ElmNet\\Plant_PLTMG ENGINE 3.ElmComp\\IEEEAC8B.ElmDsl", "Network Model.IntPrjfolder\\Network Data.IntPrjfolder\\Main Grid.ElmNet\\Plant_PLTMG ENGINE 3.ElmComp\\GAST.ElmDsl", null, null, null, null] | 1746604960 | 0 | Plant_PLTMG ENGINE 3 | 0 | 0 | 0 | 0 | 0 | 0 | 0 | 0 | Network Model.IntPrjfolder\Network Data.IntPrjfolder\Main Grid.ElmNet | Network Model.IntPrjfolder\Network Data.IntPrjfolder\Main Grid.ElmNet | 0 | MAN | 1746605129 | 0 | 4908705 | ["\\Lib.IntLibrary\\Dynamics\\Arch\\PF 2022 Models\\DynPsse\\Frm\\SYM Frame_no droop.BlkDef\\Sym Slot.BlkSlot", "\\Lib.IntLibrary\\Dynamics\\Arch\\PF 2022 Models\\DynPsse\\Frm\\SYM Frame_no droop.BlkDef\\Avr Slot.BlkSlot", "\\Lib.IntLibrary\\Dynamics\\Arch\\PF 2022 Models\\DynPsse\\Frm\\SYM Frame_no droop.BlkDef\\Gov Slot.BlkSlot", "\\Lib.IntLibrary\\Dynamics\\Arch\\PF 2022 Models\\DynPsse\\Frm\\SYM Frame_no droop.BlkDef\\Pss Slot.BlkSlot", "\\Lib.IntLibrary\\Dynamics\\Arch\\PF 2022 Models\\DynPsse\\Frm\\SYM Frame_no droop.BlkDef\\Uel Slot.BlkSlot", "\\Lib.IntLibrary\\Dynamics\\Arch\\PF 2022 Models\\DynPsse\\Frm\\SYM Frame_no droop.BlkDef\\Oel Slot.BlkSlot", "\\Lib.IntLibrary\\Dynamics\\Arch\\PF 2022 Models\\DynPsse\\Frm\\SYM Frame_no droop.BlkDef\\MeasBus1.BlkSlot"] | 4905050 | 4294967294
Plant_PLTMG ENGINE 2 | Network Model.IntPrjfolder\Network Data.IntPrjfolder\Main Grid.ElmNet\Plant_PLTMG ENGINE 2.ElmComp | 0 | \Lib.IntLibrary\Dynamics\Arch\PF 2022 Models\DynPsse\Frm\SYM Frame_no droop.BlkDef | Network Model.IntPrjfolder\Network Data.IntPrjfolder\Main Grid.ElmNet | [null, "Network Model.IntPrjfolder\\Network Data.IntPrjfolder\\Main Grid.ElmNet\\Plant_PLTMG ENGINE 2.ElmComp\\IEEEAC8B.ElmDsl", "Network Model.IntPrjfolder\\Network Data.IntPrjfolder\\Main Grid.ElmNet\\Plant_PLTMG ENGINE 2.ElmComp\\GAST.ElmDsl", null, null, null, null] | 1746605144 | 0 | Plant_PLTMG ENGINE 2 | 0 | 0 | 0 | 0 | 0 | 0 | 0 | 0 | Network Model.IntPrjfolder\Network Data.IntPrjfolder\Main Grid.ElmNet | Network Model.IntPrjfolder\Network Data.IntPrjfolder\Main Grid.ElmNet | 0 | MAN | 1746605177 | 0 | 4908709 | ["\\Lib.IntLibrary\\Dynamics\\Arch\\PF 2022 Models\\DynPsse\\Frm\\SYM Frame_no droop.BlkDef\\Sym Slot.BlkSlot", "\\Lib.IntLibrary\\Dynamics\\Arch\\PF 2022 Models\\DynPsse\\Frm\\SYM Frame_no droop.BlkDef\\Avr Slot.BlkSlot", "\\Lib.IntLibrary\\Dynamics\\Arch\\PF 2022 Models\\DynPsse\\Frm\\SYM Frame_no droop.BlkDef\\Gov Slot.BlkSlot", "\\Lib.IntLibrary\\Dynamics\\Arch\\PF 2022 Models\\DynPsse\\Frm\\SYM Frame_no droop.BlkDef\\Pss Slot.BlkSlot", "\\Lib.IntLibrary\\Dynamics\\Arch\\PF 2022 Models\\DynPsse\\Frm\\SYM Frame_no droop.BlkDef\\Uel Slot.BlkSlot", "\\Lib.IntLibrary\\Dynamics\\Arch\\PF 2022 Models\\DynPsse\\Frm\\SYM Frame_no droop.BlkDef\\Oel Slot.BlkSlot", "\\Lib.IntLibrary\\Dynamics\\Arch\\PF 2022 Models\\DynPsse\\Frm\\SYM Frame_no droop.BlkDef\\MeasBus1.BlkSlot"] | 4905050 | 4294967294
Plant_PLTMG ENGINE 1 | Network Model.IntPrjfolder\Network Data.IntPrjfolder\Main Grid.ElmNet\Plant_PLTMG ENGINE 1.ElmComp | 0 | \Lib.IntLibrary\Dynamics\Arch\PF 2022 Models\DynPsse\Frm\SYM Frame_no droop.BlkDef | Network Model.IntPrjfolder\Network Data.IntPrjfolder\Main Grid.ElmNet | [null, "Network Model.IntPrjfolder\\Network Data.IntPrjfolder\\Main Grid.ElmNet\\Plant_PLTMG ENGINE 1.ElmComp\\IEEEAC8B.ElmDsl", "Network Model.IntPrjfolder\\Network Data.IntPrjfolder\\Main Grid.ElmNet\\Plant_PLTMG ENGINE 1.ElmComp\\GAST.ElmDsl", null, null, null, null] | 1746605186 | 0 | Plant_PLTMG ENGINE 1 | 0 | 0 | 0 | 0 | 0 | 0 | 0 | 0 | Network Model.IntPrjfolder\Network Data.IntPrjfolder\Main Grid.ElmNet | Network Model.IntPrjfolder\Network Data.IntPrjfolder\Main Grid.ElmNet | 0 | MAN | 1746605212 | 0 | 4908713 | ["\\Lib.IntLibrary\\Dynamics\\Arch\\PF 2022 Models\\DynPsse\\Frm\\SYM Frame_no droop.BlkDef\\Sym Slot.BlkSlot", "\\Lib.IntLibrary\\Dynamics\\Arch\\PF 2022 Models\\DynPsse\\Frm\\SYM Frame_no droop.BlkDef\\Avr Slot.BlkSlot", "\\Lib.IntLibrary\\Dynamics\\Arch\\PF 2022 Models\\DynPsse\\Frm\\SYM Frame_no droop.BlkDef\\Gov Slot.BlkSlot", "\\Lib.IntLibrary\\Dynamics\\Arch\\PF 2022 Models\\DynPsse\\Frm\\SYM Frame_no droop.BlkDef\\Pss Slot.BlkSlot", "\\Lib.IntLibrary\\Dynamics\\Arch\\PF 2022 Models\\DynPsse\\Frm\\SYM Frame_no droop.BlkDef\\Uel Slot.BlkSlot", "\\Lib.IntLibrary\\Dynamics\\Arch\\PF 2022 Models\\DynPsse\\Frm\\SYM Frame_no droop.BlkDef\\Oel Slot.BlkSlot", "\\Lib.IntLibrary\\Dynamics\\Arch\\PF 2022 Models\\DynPsse\\Frm\\SYM Frame_no droop.BlkDef\\MeasBus1.BlkSlot"] | 4905050 | 4294967294
Plant_ENG CUMMIN 12 | Network Model.IntPrjfolder\Network Data.IntPrjfolder\Main Grid.ElmNet\Plant_ENG CUMMIN 12.ElmComp | 0 | \Lib.IntLibrary\Dynamics\Arch\PF 2022 Models\DynPsse\Frm\SYM Frame_no droop.BlkDef | Network Model.IntPrjfolder\Network Data.IntPrjfolder\Main Grid.ElmNet | [null, "Network Model.IntPrjfolder\\Network Data.IntPrjfolder\\Main Grid.ElmNet\\Plant_ENG CUMMIN 12.ElmComp\\IEEEAC8B.ElmDsl", "Network Model.IntPrjfolder\\Network Data.IntPrjfolder\\Main Grid.ElmNet\\Plant_ENG CUMMIN 12.ElmComp\\DEGOV.ElmDsl", null, null, null, null] | 1746605440 | 0 | Plant_ENG CUMMIN 12 | 0 | 0 | 0 | 0 | 0 | 0 | 0 | 0 | Network Model.IntPrjfolder\Network Data.IntPrjfolder\Main Grid.ElmNet | Network Model.IntPrjfolder\Network Data.IntPrjfolder\Main Grid.ElmNet | 0 | MAN | 1746706341 | 0 | 4908717 | ["\\Lib.IntLibrary\\Dynamics\\Arch\\PF 2022 Models\\DynPsse\\Frm\\SYM Frame_no droop.BlkDef\\Sym Slot.BlkSlot", "\\Lib.IntLibrary\\Dynamics\\Arch\\PF 2022 Models\\DynPsse\\Frm\\SYM Frame_no droop.BlkDef\\Avr Slot.BlkSlot", "\\Lib.IntLibrary\\Dynamics\\Arch\\PF 2022 Models\\DynPsse\\Frm\\SYM Frame_no droop.BlkDef\\Gov Slot.BlkSlot", "\\Lib.IntLibrary\\Dynamics\\Arch\\PF 2022 Models\\DynPsse\\Frm\\SYM Frame_no droop.BlkDef\\Pss Slot.BlkSlot", "\\Lib.IntLibrary\\Dynamics\\Arch\\PF 2022 Models\\DynPsse\\Frm\\SYM Frame_no droop.BlkDef\\Uel Slot.BlkSlot", "\\Lib.IntLibrary\\Dynamics\\Arch\\PF 2022 Models\\DynPsse\\Frm\\SYM Frame_no droop.BlkDef\\Oel Slot.BlkSlot", "\\Lib.IntLibrary\\Dynamics\\Arch\\PF 2022 Models\\DynPsse\\Frm\\SYM Frame_no droop.BlkDef\\MeasBus1.BlkSlot"] | 4905050 | 4294967294
Plant_ENG CUMMIN 13 | Network Model.IntPrjfolder\Network Data.IntPrjfolder\Main Grid.ElmNet\Plant_ENG CUMMIN 13.ElmComp | 0 | \Lib.IntLibrary\Dynamics\Arch\PF 2022 Models\DynPsse\Frm\SYM Frame_no droop.BlkDef | Network Model.IntPrjfolder\Network Data.IntPrjfolder\Main Grid.ElmNet | [null, "Network Model.IntPrjfolder\\Network Data.IntPrjfolder\\Main Grid.ElmNet\\Plant_ENG CUMMIN 13.ElmComp\\IEEEAC8B.ElmDsl", "Network Model.IntPrjfolder\\Network Data.IntPrjfolder\\Main Grid.ElmNet\\Plant_ENG CUMMIN 13.ElmComp\\DEGOV.ElmDsl", null, null, null, null] | 1746605717 | 0 | Plant_ENG CUMMIN 13 | 0 | 0 | 0 | 0 | 0 | 0 | 0 | 0 | Network Model.IntPrjfolder\Network Data.IntPrjfolder\Main Grid.ElmNet | Network Model.IntPrjfolder\Network Data.IntPrjfolder\Main Grid.ElmNet | 0 | MAN | 1746706356 | 0 | 4908721 | ["\\Lib.IntLibrary\\Dynamics\\Arch\\PF 2022 Models\\DynPsse\\Frm\\SYM Frame_no droop.BlkDef\\Sym Slot.BlkSlot", "\\Lib.IntLibrary\\Dynamics\\Arch\\PF 2022 Models\\DynPsse\\Frm\\SYM Frame_no droop.BlkDef\\Avr Slot.BlkSlot", "\\Lib.IntLibrary\\Dynamics\\Arch\\PF 2022 Models\\DynPsse\\Frm\\SYM Frame_no droop.BlkDef\\Gov Slot.BlkSlot", "\\Lib.IntLibrary\\Dynamics\\Arch\\PF 2022 Models\\DynPsse\\Frm\\SYM Frame_no droop.BlkDef\\Pss Slot.BlkSlot", "\\Lib.IntLibrary\\Dynamics\\Arch\\PF 2022 Models\\DynPsse\\Frm\\SYM Frame_no droop.BlkDef\\Uel Slot.BlkSlot", "\\Lib.IntLibrary\\Dynamics\\Arch\\PF 2022 Models\\DynPsse\\Frm\\SYM Frame_no droop.BlkDef\\Oel Slot.BlkSlot", "\\Lib.IntLibrary\\Dynamics\\Arch\\PF 2022 Models\\DynPsse\\Frm\\SYM Frame_no droop.BlkDef\\MeasBus1.BlkSlot"] | 4905050 | 4294967294
Plant_ENG CUMMIN 10 | Network Model.IntPrjfolder\Network Data.IntPrjfolder\Main Grid.ElmNet\Plant_ENG CUMMIN 10.ElmComp | 0 | \Lib.IntLibrary\Dynamics\Arch\PF 2022 Models\DynPsse\Frm\SYM Frame_no droop.BlkDef | Network Model.IntPrjfolder\Network Data.IntPrjfolder\Main Grid.ElmNet | [null, "Network Model.IntPrjfolder\\Network Data.IntPrjfolder\\Main Grid.ElmNet\\Plant_ENG CUMMIN 10.ElmComp\\IEEEAC8B.ElmDsl", "Network Model.IntPrjfolder\\Network Data.IntPrjfolder\\Main Grid.ElmNet\\Plant_ENG CUMMIN 10.ElmComp\\DEGOV.ElmDsl", null, null, null, null] | 1746605773 | 0 | Plant_ENG CUMMIN 10 | 0 | 0 | 0 | 0 | 0 | 0 | 0 | 0 | Network Model.IntPrjfolder\Network Data.IntPrjfolder\Main Grid.ElmNet | Network Model.IntPrjfolder\Network Data.IntPrjfolder\Main Grid.ElmNet | 0 | MAN | 1746706437 | 0 | 4908729 | ["\\Lib.IntLibrary\\Dynamics\\Arch\\PF 2022 Models\\DynPsse\\Frm\\SYM Frame_no droop.BlkDef\\Sym Slot.BlkSlot", "\\Lib.IntLibrary\\Dynamics\\Arch\\PF 2022 Models\\DynPsse\\Frm\\SYM Frame_no droop.BlkDef\\Avr Slot.BlkSlot", "\\Lib.IntLibrary\\Dynamics\\Arch\\PF 2022 Models\\DynPsse\\Frm\\SYM Frame_no droop.BlkDef\\Gov Slot.BlkSlot", "\\Lib.IntLibrary\\Dynamics\\Arch\\PF 2022 Models\\DynPsse\\Frm\\SYM Frame_no droop.BlkDef\\Pss Slot.BlkSlot", "\\Lib.IntLibrary\\Dynamics\\Arch\\PF 2022 Models\\DynPsse\\Frm\\SYM Frame_no droop.BlkDef\\Uel Slot.BlkSlot", "\\Lib.IntLibrary\\Dynamics\\Arch\\PF 2022 Models\\DynPsse\\Frm\\SYM Frame_no droop.BlkDef\\Oel Slot.BlkSlot", "\\Lib.IntLibrary\\Dynamics\\Arch\\PF 2022 Models\\DynPsse\\Frm\\SYM Frame_no droop.BlkDef\\MeasBus1.BlkSlot"] | 4905050 | 4294967294
Gas Power Plant Model | Network Model.IntPrjfolder\Network Data.IntPrjfolder\Main Grid.ElmNet\Gas Power Plant Model.ElmComp | 0 | \Lib.IntLibrary\Dynamics\Arch\PF 2022 Models\IEEE\Frame\Frame Synchronous Generator IEEE.BlkDef | Network Model.IntPrjfolder\Network Data.IntPrjfolder\Main Grid.ElmNet | [null, null, null, null, null, null, null, null, null, null, null, null, null] | 1612307282 | 0 | Gas Power Plant Model | 0 | 0 | 0 | 0 | 0 | 0 | 0 | 0 | Network Model.IntPrjfolder\Network Data.IntPrjfolder\Main Grid.ElmNet | Network Model.IntPrjfolder\Network Data.IntPrjfolder\Main Grid.ElmNet | 0 | MAN | 1747311714 | 0 | 4908906 | ["\\Lib.IntLibrary\\Dynamics\\Arch\\PF 2022 Models\\IEEE\\Frame\\Frame Synchronous Generator IEEE.BlkDef\\Generator.BlkSlot", "\\Lib.IntLibrary\\Dynamics\\Arch\\PF 2022 Models\\IEEE\\Frame\\Frame Synchronous Generator IEEE.BlkDef\\Governor and Turbine / Engine.BlkSlot", "\\Lib.IntLibrary\\Dynamics\\Arch\\PF 2022 Models\\IEEE\\Frame\\Frame Synchronous Generator IEEE.BlkDef\\V Transducer / I Compensation.BlkSlot", "\\Lib.IntLibrary\\Dynamics\\Arch\\PF 2022 Models\\IEEE\\Frame\\Frame Synchronous Generator IEEE.BlkDef\\Voltage Regulator and Exciter.BlkSlot", "\\Lib.IntLibrary\\Dynamics\\Arch\\PF 2022 Models\\IEEE\\Frame\\Frame Synchronous Generator IEEE.BlkDef\\Underexcitation Limiter.BlkSlot", "\\Lib.IntLibrary\\Dynamics\\Arch\\PF 2022 Models\\IEEE\\Frame\\Frame Synchronous Generator IEEE.BlkDef\\Overexcitation Limiter.BlkSlot", "\\Lib.IntLibrary\\Dynamics\\Arch\\PF 2022 Models\\IEEE\\Frame\\Frame Synchronous Generator IEEE.BlkDef\\Stator Current Limiter.BlkSlot", "\\Lib.IntLibrary\\Dynamics\\Arch\\PF 2022 Models\\IEEE\\Frame\\Frame Synchronous Generator IEEE.BlkDef\\PF/VAR Controller.BlkSlot", "\\Lib.IntLibrary\\Dynamics\\Arch\\PF 2022 Models\\IEEE\\Frame\\Frame Synchronous Generator IEEE.BlkDef\\Voltage Adjuster.BlkSlot", "\\Lib.IntLibrary\\Dynamics\\Arch\\PF 2022 Models\\IEEE\\Frame\\Frame Synchronous Generator IEEE.BlkDef\\Power System Stabilizer.BlkSlot", "\\Lib.IntLibrary\\Dynamics\\Arch\\PF 2022 Models\\IEEE\\Frame\\Frame Synchronous Generator IEEE.BlkDef\\Frequency Measurement.BlkSlot", "\\Lib.IntLibrary\\Dynamics\\Arch\\PF 2022 Models\\IEEE\\Frame\\Frame Synchronous Generator IEEE.BlkDef\\Voltage Measurement.BlkSlot", "\\Lib.IntLibrary\\Dynamics\\Arch\\PF 2022 Models\\IEEE\\Frame\\Frame Synchronous Generator IEEE.BlkDef\\Turbine/Engine Load Controller.BlkSlot"] | 4905050 | 4294967294

## ElmDsl
loc_name | _path | outserv | typ_id | fold_id | params | appr_modif | appr_status | cDisplayName | ciDist | ciDistAll | ciDistAllRoot | ciDistRoot | ciEarthed | ciEnergized | ciLater | ciOutaged | cpGrid | cpHeadFold | cUserDefIndex | dat_src | gnrl_modby | gnrl_modif | iAstabint | iSchemeStatus | matrix | matrix2 | oid_ | parameterNames | params:avg | params:E1 | params:E2 | params:Ka | params:Kc | params:Kd | params:Ke | params:Kf | params:max | params:min | params:Se1 | params:Se2 | params:std | params:sum | params:Ta | params:Tb | params:Tc | params:Te | params:Tf | params:Tr | params:varia | params:Vrmax | params:Vrmin | parnam | pelm | pid_ | tid_
Name [ ] | Object path (key) | Out of Service [ ] | Type [BlkDef*] | In Folder [ ] | Parameter [ ] | Approval Information: Modified [ ] | Approval Information: Status [ ] | Display Name [ ] | Distance from infeed in number of buses [ ] | Distance from infeed in number of buses including switches [ ] | Distance from first infeed in number of buses including switches [ ] | Distance from first infeed in number of buses [ ] | Earthed [ ] | Energized [ ] | Lateral Index [ ] | Planned Outage [ ] | Grid [ElmNet] | Head Folder [ ] | User defined Index [ ] | Data source [ ] | Object modified by [ ] | Object modified [ ] | A-stable integration algorithm [ ] | Scheme Status [ ] | Characteristics | Two Dimensional Characteristics | ObjectID [ ] | Parameter Names [ ] |  | Saturation Factor 1 [pu] | Saturation Factor 3 [pu] | Controller Gain [pu] | Rectifier regulation constant [pu] | Exciter Armature reaction Factor [pu] | Exciter Constant [pu] | Stabilization Path Gain [pu] |  |  | Saturation Factor 2 [pu] | Saturation Factor 4 [pu] |  |  | Controller Time Constant [s] | Filter Delay Time [s] | Filter Derivative Time Constant [s] | Exciter Time Constant [s] | Stabilization Path Delay Time [s] | Measurement Delay [s] |  | Controller Maximum Output [pu] | Controller Minimum Output [pu] | Parameter Names [ ] | Net Element [Elm*,Sta*,IntRef] | ProjectID [ ] | TimeID [ ]
EXAC1 | Network Model.IntPrjfolder\Network Data.IntPrjfolder\Main Grid.ElmNet\Diesel Genset Model.ElmComp\EXAC1.ElmDsl | 0 | \Lib.IntLibrary\Dynamics\Arch\PF 2022 Models\DynPsse\avr_EXAC1.BlkDef | Network Model.IntPrjfolder\Network Data.IntPrjfolder\Main Grid.ElmNet\Diesel Genset Model.ElmComp | [0.01, 0.0, 0.0, 200.0, 0.095, 1.75, 0.0374, 0.77, 0.1, 1.2, 9.3, 0.2353, 12.4, 1.9737, 1.0, -10.0, 10.0] | 1612307282 | 0 | EXAC1 | 0 | 0 | 0 | 0 | 0 | 0 | 0 | 0 | Network Model.IntPrjfolder\Network Data.IntPrjfolder\Main Grid.ElmNet | Network Model.IntPrjfolder\Network Data.IntPrjfolder\Main Grid.ElmNet | 0 | MAN |  | 1747311410 | 0 | 0 | [[]] | [[]] | 4908896 | ["Tr,Tb,Tc,Ka,Ta,Te,Kf,Tf,Kc,Kd,E1,Se1,E2,Se2,Ke,Vrmin,Vrmax"] | 0.01 | 9.3 | 12.4 | 200 | 0.1 | 1.2 | 1 | 0.0374 | 0.01 | 0.01 | 0.2353 | 1.9737 | 0.01 | 0.01 | 0.095 | 0 | 0 | 1.75 | 0.77 | 0.01 | 0.01 | 10 | -10 | ["Tr,Tb,Tc,Ka,Ta,Te,Kf,Tf,Kc,Kd,E1,Se1,E2,Se2,Ke,Vrmin,Vrmax"] | [null, null] | 4905050 | 4294967294
DEGOV1 | Network Model.IntPrjfolder\Network Data.IntPrjfolder\Main Grid.ElmNet\Diesel Genset Model.ElmComp\DEGOV1.ElmDsl | 0 | \Lib.IntLibrary\Dynamics\Arch\PF 2022 Models\DynPsse\gov_DEGOV1.BlkDef | Network Model.IntPrjfolder\Network Data.IntPrjfolder\Main Grid.ElmNet\Diesel Genset Model.ElmComp | [15.0, 1.0, 0.1, 0.2, 0.01, 0.05, 0.1, 0.2, 0.1, 0.5, 0.0, 0.0, 0.0, 1.1] | 1612307282 | 0 | DEGOV1 | 0 | 0 | 0 | 0 | 0 | 0 | 0 | 0 | Network Model.IntPrjfolder\Network Data.IntPrjfolder\Main Grid.ElmNet | Network Model.IntPrjfolder\Network Data.IntPrjfolder\Main Grid.ElmNet | 0 | MAN |  | 1747311410 | 1 | 0 | [[]] | [[]] | 4908910 | ["K,T4,T5,T6,TD,Droop,TE,T1,T2,T3,PN,Droop_Control,Tmin,Tmax"] | 15 | 15 | 15 | 15 | 15 | 15 | 15 | 15 | 15 | 15 | 15 | 15 | 15 | 15 | 15 | 15 | 15 | 15 | 15 | 15 | 15 | 15 | 15 | ["K,T4,T5,T6,TD,Droop,TE,T1,T2,T3,PN,Droop_Control,Tmin,Tmax"] | [null, null] | 4905050 | 4294967294
EXAC1 | Network Model.IntPrjfolder\Network Data.IntPrjfolder\Main Grid.ElmNet\Diesel Genset Model(1).ElmComp\EXAC1.ElmDsl | 0 | \Lib.IntLibrary\Dynamics\Arch\PF 2022 Models\DynPsse\avr_EXAC1.BlkDef | Network Model.IntPrjfolder\Network Data.IntPrjfolder\Main Grid.ElmNet\Diesel Genset Model(1).ElmComp | [0.01, 0.0, 0.0, 200.0, 0.095, 1.75, 0.0374, 0.77, 0.1, 1.2, 9.3, 0.2353, 12.4, 1.9737, 1.0, -10.0, 10.0] | 1612307282 | 0 | EXAC1 | 0 | 0 | 0 | 0 | 0 | 0 | 0 | 0 | Network Model.IntPrjfolder\Network Data.IntPrjfolder\Main Grid.ElmNet | Network Model.IntPrjfolder\Network Data.IntPrjfolder\Main Grid.ElmNet | 0 | MAN |  | 1747311913 | 0 | 0 | [[]] | [[]] | 4908899 | ["Tr,Tb,Tc,Ka,Ta,Te,Kf,Tf,Kc,Kd,E1,Se1,E2,Se2,Ke,Vrmin,Vrmax"] | 0.01 | 9.3 | 12.4 | 200 | 0.1 | 1.2 | 1 | 0.0374 | 0.01 | 0.01 | 0.2353 | 1.9737 | 0.01 | 0.01 | 0.095 | 0 | 0 | 1.75 | 0.77 | 0.01 | 0.01 | 10 | -10 | ["Tr,Tb,Tc,Ka,Ta,Te,Kf,Tf,Kc,Kd,E1,Se1,E2,Se2,Ke,Vrmin,Vrmax"] | [null, null] | 4905050 | 4294967294
DEGOV1 | Network Model.IntPrjfolder\Network Data.IntPrjfolder\Main Grid.ElmNet\Diesel Genset Model(1).ElmComp\DEGOV1.ElmDsl | 0 | \Lib.IntLibrary\Dynamics\Arch\PF 2022 Models\DynPsse\gov_DEGOV1.BlkDef | Network Model.IntPrjfolder\Network Data.IntPrjfolder\Main Grid.ElmNet\Diesel Genset Model(1).ElmComp | [15.0, 1.0, 0.1, 0.2, 0.01, 0.05, 0.1, 0.2, 0.1, 0.5, 0.0, 0.0, 0.0, 1.1] | 1612307282 | 0 | DEGOV1 | 0 | 0 | 0 | 0 | 0 | 0 | 0 | 0 | Network Model.IntPrjfolder\Network Data.IntPrjfolder\Main Grid.ElmNet | Network Model.IntPrjfolder\Network Data.IntPrjfolder\Main Grid.ElmNet | 0 | MAN |  | 1747311913 | 1 | 0 | [[]] | [[]] | 4908882 | ["K,T4,T5,T6,TD,Droop,TE,T1,T2,T3,PN,Droop_Control,Tmin,Tmax"] | 15 | 15 | 15 | 15 | 15 | 15 | 15 | 15 | 15 | 15 | 15 | 15 | 15 | 15 | 15 | 15 | 15 | 15 | 15 | 15 | 15 | 15 | 15 | ["K,T4,T5,T6,TD,Droop,TE,T1,T2,T3,PN,Droop_Control,Tmin,Tmax"] | [null, null] | 4905050 | 4294967294
EXAC1 | Network Model.IntPrjfolder\Network Data.IntPrjfolder\Main Grid.ElmNet\Diesel Genset Model(2).ElmComp\EXAC1.ElmDsl | 0 | \Lib.IntLibrary\Dynamics\Arch\PF 2022 Models\DynPsse\avr_EXAC1.BlkDef | Network Model.IntPrjfolder\Network Data.IntPrjfolder\Main Grid.ElmNet\Diesel Genset Model(2).ElmComp | [0.01, 0.0, 0.0, 200.0, 0.095, 1.75, 0.0374, 0.77, 0.1, 1.2, 9.3, 0.2353, 12.4, 1.9737, 1.0, -10.0, 10.0] | 1612307282 | 0 | EXAC1 | 0 | 0 | 0 | 0 | 0 | 0 | 0 | 0 | Network Model.IntPrjfolder\Network Data.IntPrjfolder\Main Grid.ElmNet | Network Model.IntPrjfolder\Network Data.IntPrjfolder\Main Grid.ElmNet | 0 | MAN |  | 1747311932 | 0 | 0 | [[]] | [[]] | 4908869 | ["Tr,Tb,Tc,Ka,Ta,Te,Kf,Tf,Kc,Kd,E1,Se1,E2,Se2,Ke,Vrmin,Vrmax"] | 0.01 | 9.3 | 12.4 | 200 | 0.1 | 1.2 | 1 | 0.0374 | 0.01 | 0.01 | 0.2353 | 1.9737 | 0.01 | 0.01 | 0.095 | 0 | 0 | 1.75 | 0.77 | 0.01 | 0.01 | 10 | -10 | ["Tr,Tb,Tc,Ka,Ta,Te,Kf,Tf,Kc,Kd,E1,Se1,E2,Se2,Ke,Vrmin,Vrmax"] | [null, null] | 4905050 | 4294967294
DEGOV1 | Network Model.IntPrjfolder\Network Data.IntPrjfolder\Main Grid.ElmNet\Diesel Genset Model(2).ElmComp\DEGOV1.ElmDsl | 0 | \Lib.IntLibrary\Dynamics\Arch\PF 2022 Models\DynPsse\gov_DEGOV1.BlkDef | Network Model.IntPrjfolder\Network Data.IntPrjfolder\Main Grid.ElmNet\Diesel Genset Model(2).ElmComp | [15.0, 1.0, 0.1, 0.2, 0.01, 0.05, 0.1, 0.2, 0.1, 0.5, 0.0, 0.0, 0.0, 1.1] | 1612307282 | 0 | DEGOV1 | 0 | 0 | 0 | 0 | 0 | 0 | 0 | 0 | Network Model.IntPrjfolder\Network Data.IntPrjfolder\Main Grid.ElmNet | Network Model.IntPrjfolder\Network Data.IntPrjfolder\Main Grid.ElmNet | 0 | MAN |  | 1747311932 | 1 | 0 | [[]] | [[]] | 4908915 | ["K,T4,T5,T6,TD,Droop,TE,T1,T2,T3,PN,Droop_Control,Tmin,Tmax"] | 15 | 15 | 15 | 15 | 15 | 15 | 15 | 15 | 15 | 15 | 15 | 15 | 15 | 15 | 15 | 15 | 15 | 15 | 15 | 15 | 15 | 15 | 15 | ["K,T4,T5,T6,TD,Droop,TE,T1,T2,T3,PN,Droop_Control,Tmin,Tmax"] | [null, null] | 4905050 | 4294967294
EXAC1 | Network Model.IntPrjfolder\Network Data.IntPrjfolder\Main Grid.ElmNet\Diesel Genset Model(4).ElmComp\EXAC1.ElmDsl | 0 | \Lib.IntLibrary\Dynamics\Arch\PF 2022 Models\DynPsse\avr_EXAC1.BlkDef | Network Model.IntPrjfolder\Network Data.IntPrjfolder\Main Grid.ElmNet\Diesel Genset Model(4).ElmComp | [0.01, 0.0, 0.0, 200.0, 0.095, 1.75, 0.0374, 0.77, 0.1, 1.2, 9.3, 0.2353, 12.4, 1.9737, 1.0, -10.0, 10.0] | 1612307282 | 0 | EXAC1 | 0 | 0 | 0 | 0 | 0 | 0 | 0 | 0 | Network Model.IntPrjfolder\Network Data.IntPrjfolder\Main Grid.ElmNet | Network Model.IntPrjfolder\Network Data.IntPrjfolder\Main Grid.ElmNet | 0 | MAN |  | 1747311961 | 0 | 0 | [[]] | [[]] | 4908907 | ["Tr,Tb,Tc,Ka,Ta,Te,Kf,Tf,Kc,Kd,E1,Se1,E2,Se2,Ke,Vrmin,Vrmax"] | 0.01 | 9.3 | 12.4 | 200 | 0.1 | 1.2 | 1 | 0.0374 | 0.01 | 0.01 | 0.2353 | 1.9737 | 0.01 | 0.01 | 0.095 | 0 | 0 | 1.75 | 0.77 | 0.01 | 0.01 | 10 | -10 | ["Tr,Tb,Tc,Ka,Ta,Te,Kf,Tf,Kc,Kd,E1,Se1,E2,Se2,Ke,Vrmin,Vrmax"] | [null, null] | 4905050 | 4294967294
DEGOV1 | Network Model.IntPrjfolder\Network Data.IntPrjfolder\Main Grid.ElmNet\Diesel Genset Model(4).ElmComp\DEGOV1.ElmDsl | 0 | \Lib.IntLibrary\Dynamics\Arch\PF 2022 Models\DynPsse\gov_DEGOV1.BlkDef | Network Model.IntPrjfolder\Network Data.IntPrjfolder\Main Grid.ElmNet\Diesel Genset Model(4).ElmComp | [15.0, 1.0, 0.1, 0.2, 0.01, 0.05, 0.1, 0.2, 0.1, 0.5, 0.0, 0.0, 0.0, 1.1] | 1612307282 | 0 | DEGOV1 | 0 | 0 | 0 | 0 | 0 | 0 | 0 | 0 | Network Model.IntPrjfolder\Network Data.IntPrjfolder\Main Grid.ElmNet | Network Model.IntPrjfolder\Network Data.IntPrjfolder\Main Grid.ElmNet | 0 | MAN |  | 1747311961 | 1 | 0 | [[]] | [[]] | 4908873 | ["K,T4,T5,T6,TD,Droop,TE,T1,T2,T3,PN,Droop_Control,Tmin,Tmax"] | 15 | 15 | 15 | 15 | 15 | 15 | 15 | 15 | 15 | 15 | 15 | 15 | 15 | 15 | 15 | 15 | 15 | 15 | 15 | 15 | 15 | 15 | 15 | ["K,T4,T5,T6,TD,Droop,TE,T1,T2,T3,PN,Droop_Control,Tmin,Tmax"] | [null, null] | 4905050 | 4294967294
EXAC1 | Network Model.IntPrjfolder\Network Data.IntPrjfolder\Main Grid.ElmNet\Diesel Genset Model(5).ElmComp\EXAC1.ElmDsl | 0 | \Lib.IntLibrary\Dynamics\Arch\PF 2022 Models\DynPsse\avr_EXAC1.BlkDef | Network Model.IntPrjfolder\Network Data.IntPrjfolder\Main Grid.ElmNet\Diesel Genset Model(5).ElmComp | [0.01, 0.0, 0.0, 200.0, 0.095, 1.75, 0.0374, 0.77, 0.1, 1.2, 9.3, 0.2353, 12.4, 1.9737, 1.0, -10.0, 10.0] | 1612307282 | 0 | EXAC1 | 0 | 0 | 0 | 0 | 0 | 0 | 0 | 0 | Network Model.IntPrjfolder\Network Data.IntPrjfolder\Main Grid.ElmNet | Network Model.IntPrjfolder\Network Data.IntPrjfolder\Main Grid.ElmNet | 0 | MAN |  | 1747311970 | 0 | 0 | [[]] | [[]] | 4908920 | ["Tr,Tb,Tc,Ka,Ta,Te,Kf,Tf,Kc,Kd,E1,Se1,E2,Se2,Ke,Vrmin,Vrmax"] | 0.01 | 9.3 | 12.4 | 200 | 0.1 | 1.2 | 1 | 0.0374 | 0.01 | 0.01 | 0.2353 | 1.9737 | 0.01 | 0.01 | 0.095 | 0 | 0 | 1.75 | 0.77 | 0.01 | 0.01 | 10 | -10 | ["Tr,Tb,Tc,Ka,Ta,Te,Kf,Tf,Kc,Kd,E1,Se1,E2,Se2,Ke,Vrmin,Vrmax"] | [null, null] | 4905050 | 4294967294
DEGOV1 | Network Model.IntPrjfolder\Network Data.IntPrjfolder\Main Grid.ElmNet\Diesel Genset Model(5).ElmComp\DEGOV1.ElmDsl | 0 | \Lib.IntLibrary\Dynamics\Arch\PF 2022 Models\DynPsse\gov_DEGOV1.BlkDef | Network Model.IntPrjfolder\Network Data.IntPrjfolder\Main Grid.ElmNet\Diesel Genset Model(5).ElmComp | [15.0, 1.0, 0.1, 0.2, 0.01, 0.05, 0.1, 0.2, 0.1, 0.5, 0.0, 0.0, 0.0, 1.1] | 1612307282 | 0 | DEGOV1 | 0 | 0 | 0 | 0 | 0 | 0 | 0 | 0 | Network Model.IntPrjfolder\Network Data.IntPrjfolder\Main Grid.ElmNet | Network Model.IntPrjfolder\Network Data.IntPrjfolder\Main Grid.ElmNet | 0 | MAN |  | 1747311970 | 1 | 0 | [[]] | [[]] | 4908877 | ["K,T4,T5,T6,TD,Droop,TE,T1,T2,T3,PN,Droop_Control,Tmin,Tmax"] | 15 | 15 | 15 | 15 | 15 | 15 | 15 | 15 | 15 | 15 | 15 | 15 | 15 | 15 | 15 | 15 | 15 | 15 | 15 | 15 | 15 | 15 | 15 | ["K,T4,T5,T6,TD,Droop,TE,T1,T2,T3,PN,Droop_Control,Tmin,Tmax"] | [null, null] | 4905050 | 4294967294
EXAC1 | Network Model.IntPrjfolder\Network Data.IntPrjfolder\Main Grid.ElmNet\Diesel Genset Model(6).ElmComp\EXAC1.ElmDsl | 0 | \Lib.IntLibrary\Dynamics\Arch\PF 2022 Models\DynPsse\avr_EXAC1.BlkDef | Network Model.IntPrjfolder\Network Data.IntPrjfolder\Main Grid.ElmNet\Diesel Genset Model(6).ElmComp | [0.01, 0.0, 0.0, 200.0, 0.095, 1.75, 0.0374, 0.77, 0.1, 1.2, 9.3, 0.2353, 12.4, 1.9737, 1.0, -10.0, 10.0] | 1612307282 | 0 | EXAC1 | 0 | 0 | 0 | 0 | 0 | 0 | 0 | 0 | Network Model.IntPrjfolder\Network Data.IntPrjfolder\Main Grid.ElmNet | Network Model.IntPrjfolder\Network Data.IntPrjfolder\Main Grid.ElmNet | 0 | MAN |  | 1747312150 | 0 | 0 | [[]] | [[]] | 4908863 | ["Tr,Tb,Tc,Ka,Ta,Te,Kf,Tf,Kc,Kd,E1,Se1,E2,Se2,Ke,Vrmin,Vrmax"] | 0.01 | 9.3 | 12.4 | 200 | 0.1 | 1.2 | 1 | 0.0374 | 0.01 | 0.01 | 0.2353 | 1.9737 | 0.01 | 0.01 | 0.095 | 0 | 0 | 1.75 | 0.77 | 0.01 | 0.01 | 10 | -10 | ["Tr,Tb,Tc,Ka,Ta,Te,Kf,Tf,Kc,Kd,E1,Se1,E2,Se2,Ke,Vrmin,Vrmax"] | [null, null] | 4905050 | 4294967294
DEGOV1 | Network Model.IntPrjfolder\Network Data.IntPrjfolder\Main Grid.ElmNet\Diesel Genset Model(6).ElmComp\DEGOV1.ElmDsl | 0 | \Lib.IntLibrary\Dynamics\Arch\PF 2022 Models\DynPsse\gov_DEGOV1.BlkDef | Network Model.IntPrjfolder\Network Data.IntPrjfolder\Main Grid.ElmNet\Diesel Genset Model(6).ElmComp | [15.0, 1.0, 0.1, 0.2, 0.01, 0.05, 0.1, 0.2, 0.1, 0.5, 0.0, 0.0, 0.0, 1.1] | 1612307282 | 0 | DEGOV1 | 0 | 0 | 0 | 0 | 0 | 0 | 0 | 0 | Network Model.IntPrjfolder\Network Data.IntPrjfolder\Main Grid.ElmNet | Network Model.IntPrjfolder\Network Data.IntPrjfolder\Main Grid.ElmNet | 0 | MAN |  | 1747312150 | 1 | 0 | [[]] | [[]] | 4908872 | ["K,T4,T5,T6,TD,Droop,TE,T1,T2,T3,PN,Droop_Control,Tmin,Tmax"] | 15 | 15 | 15 | 15 | 15 | 15 | 15 | 15 | 15 | 15 | 15 | 15 | 15 | 15 | 15 | 15 | 15 | 15 | 15 | 15 | 15 | 15 | 15 | ["K,T4,T5,T6,TD,Droop,TE,T1,T2,T3,PN,Droop_Control,Tmin,Tmax"] | [null, null] | 4905050 | 4294967294
EXAC1 | Network Model.IntPrjfolder\Network Data.IntPrjfolder\Main Grid.ElmNet\Diesel Genset Model(7).ElmComp\EXAC1.ElmDsl | 0 | \Lib.IntLibrary\Dynamics\Arch\PF 2022 Models\DynPsse\avr_EXAC1.BlkDef | Network Model.IntPrjfolder\Network Data.IntPrjfolder\Main Grid.ElmNet\Diesel Genset Model(7).ElmComp | [0.01, 0.0, 0.0, 200.0, 0.095, 1.75, 0.0374, 0.77, 0.1, 1.2, 9.3, 0.2353, 12.4, 1.9737, 1.0, -10.0, 10.0] | 1612307282 | 0 | EXAC1 | 0 | 0 | 0 | 0 | 0 | 0 | 0 | 0 | Network Model.IntPrjfolder\Network Data.IntPrjfolder\Main Grid.ElmNet | Network Model.IntPrjfolder\Network Data.IntPrjfolder\Main Grid.ElmNet | 0 | MAN |  | 1747312166 | 0 | 0 | [[]] | [[]] | 4908884 | ["Tr,Tb,Tc,Ka,Ta,Te,Kf,Tf,Kc,Kd,E1,Se1,E2,Se2,Ke,Vrmin,Vrmax"] | 0.01 | 9.3 | 12.4 | 200 | 0.1 | 1.2 | 1 | 0.0374 | 0.01 | 0.01 | 0.2353 | 1.9737 | 0.01 | 0.01 | 0.095 | 0 | 0 | 1.75 | 0.77 | 0.01 | 0.01 | 10 | -10 | ["Tr,Tb,Tc,Ka,Ta,Te,Kf,Tf,Kc,Kd,E1,Se1,E2,Se2,Ke,Vrmin,Vrmax"] | [null, null] | 4905050 | 4294967294
DEGOV1 | Network Model.IntPrjfolder\Network Data.IntPrjfolder\Main Grid.ElmNet\Diesel Genset Model(7).ElmComp\DEGOV1.ElmDsl | 0 | \Lib.IntLibrary\Dynamics\Arch\PF 2022 Models\DynPsse\gov_DEGOV1.BlkDef | Network Model.IntPrjfolder\Network Data.IntPrjfolder\Main Grid.ElmNet\Diesel Genset Model(7).ElmComp | [15.0, 1.0, 0.1, 0.2, 0.01, 0.05, 0.1, 0.2, 0.1, 0.5, 0.0, 0.0, 0.0, 1.1] | 1612307282 | 0 | DEGOV1 | 0 | 0 | 0 | 0 | 0 | 0 | 0 | 0 | Network Model.IntPrjfolder\Network Data.IntPrjfolder\Main Grid.ElmNet | Network Model.IntPrjfolder\Network Data.IntPrjfolder\Main Grid.ElmNet | 0 | MAN |  | 1747312166 | 1 | 0 | [[]] | [[]] | 4908860 | ["K,T4,T5,T6,TD,Droop,TE,T1,T2,T3,PN,Droop_Control,Tmin,Tmax"] | 15 | 15 | 15 | 15 | 15 | 15 | 15 | 15 | 15 | 15 | 15 | 15 | 15 | 15 | 15 | 15 | 15 | 15 | 15 | 15 | 15 | 15 | 15 | ["K,T4,T5,T6,TD,Droop,TE,T1,T2,T3,PN,Droop_Control,Tmin,Tmax"] | [null, null] | 4905050 | 4294967294
EXAC1 | Network Model.IntPrjfolder\Network Data.IntPrjfolder\Main Grid.ElmNet\Diesel Genset Model(8).ElmComp\EXAC1.ElmDsl | 0 | \Lib.IntLibrary\Dynamics\Arch\PF 2022 Models\DynPsse\avr_EXAC1.BlkDef | Network Model.IntPrjfolder\Network Data.IntPrjfolder\Main Grid.ElmNet\Diesel Genset Model(8).ElmComp | [0.01, 0.0, 0.0, 200.0, 0.095, 1.75, 0.0374, 0.77, 0.1, 1.2, 9.3, 0.2353, 12.4, 1.9737, 1.0, -10.0, 10.0] | 1612307282 | 0 | EXAC1 | 0 | 0 | 0 | 0 | 0 | 0 | 0 | 0 | Network Model.IntPrjfolder\Network Data.IntPrjfolder\Main Grid.ElmNet | Network Model.IntPrjfolder\Network Data.IntPrjfolder\Main Grid.ElmNet | 0 | MAN |  | 1747312181 | 0 | 0 | [[]] | [[]] | 4908875 | ["Tr,Tb,Tc,Ka,Ta,Te,Kf,Tf,Kc,Kd,E1,Se1,E2,Se2,Ke,Vrmin,Vrmax"] | 0.01 | 9.3 | 12.4 | 200 | 0.1 | 1.2 | 1 | 0.0374 | 0.01 | 0.01 | 0.2353 | 1.9737 | 0.01 | 0.01 | 0.095 | 0 | 0 | 1.75 | 0.77 | 0.01 | 0.01 | 10 | -10 | ["Tr,Tb,Tc,Ka,Ta,Te,Kf,Tf,Kc,Kd,E1,Se1,E2,Se2,Ke,Vrmin,Vrmax"] | [null, null] | 4905050 | 4294967294
DEGOV1 | Network Model.IntPrjfolder\Network Data.IntPrjfolder\Main Grid.ElmNet\Diesel Genset Model(8).ElmComp\DEGOV1.ElmDsl | 0 | \Lib.IntLibrary\Dynamics\Arch\PF 2022 Models\DynPsse\gov_DEGOV1.BlkDef | Network Model.IntPrjfolder\Network Data.IntPrjfolder\Main Grid.ElmNet\Diesel Genset Model(8).ElmComp | [15.0, 1.0, 0.1, 0.2, 0.01, 0.05, 0.1, 0.2, 0.1, 0.5, 0.0, 0.0, 0.0, 1.1] | 1612307282 | 0 | DEGOV1 | 0 | 0 | 0 | 0 | 0 | 0 | 0 | 0 | Network Model.IntPrjfolder\Network Data.IntPrjfolder\Main Grid.ElmNet | Network Model.IntPrjfolder\Network Data.IntPrjfolder\Main Grid.ElmNet | 0 | MAN |  | 1747312181 | 1 | 0 | [[]] | [[]] | 4908901 | ["K,T4,T5,T6,TD,Droop,TE,T1,T2,T3,PN,Droop_Control,Tmin,Tmax"] | 15 | 15 | 15 | 15 | 15 | 15 | 15 | 15 | 15 | 15 | 15 | 15 | 15 | 15 | 15 | 15 | 15 | 15 | 15 | 15 | 15 | 15 | 15 | ["K,T4,T5,T6,TD,Droop,TE,T1,T2,T3,PN,Droop_Control,Tmin,Tmax"] | [null, null] | 4905050 | 4294967294
Gas Turbine Governor | Network Model.IntPrjfolder\Network Data.IntPrjfolder\Main Grid.ElmNet\Gas Power Plant Model(6).ElmComp\Gas Turbine Governor.ElmDsl | 0 | \Lib.IntLibrary\Dynamics\SymPlant\DIgSILENT\Gov\gov_GAS.BlkDef | Network Model.IntPrjfolder\Network Data.IntPrjfolder\Main Grid.ElmNet\Gas Power Plant Model(6).ElmComp | [0.05, 0.4, 0.1, 3.0, 1.0, 2.0, 0.0, 1.0] | 1612307282 | 0 | Gas Turbine Governor | 0 | 0 | 0 | 0 | 0 | 0 | 0 | 0 | Network Model.IntPrjfolder\Network Data.IntPrjfolder\Main Grid.ElmNet | Network Model.IntPrjfolder\Network Data.IntPrjfolder\Main Grid.ElmNet | 0 | MAN |  | 1747362701 | 0 | 0 | [[]] | [[]] | 4908894 | ["R,T1,T2,T3,At,Kt,V_min,V_max"] | 0.05 | 0.05 | 0.05 | 0.05 | 0.05 | 0.05 | 0.05 | 0.05 | 0.05 | 0.05 | 0.05 | 0.05 | 0.05 | 0.05 | 0.05 | 0.05 | 0.05 | 0.05 | 0.05 | 0.05 | 0.05 | 0.05 | 0.05 | ["R,T1,T2,T3,At,Kt,V_min,V_max"] | [null, null] | 4905050 | 4294967294
Static Excitation System | Network Model.IntPrjfolder\Network Data.IntPrjfolder\Main Grid.ElmNet\Gas Power Plant Model(6).ElmComp\Static Excitation System.ElmDsl | 0 | \Lib.IntLibrary\Dynamics\SymPlant\DIgSILENT\Exc\exc_ST.BlkDef | Network Model.IntPrjfolder\Network Data.IntPrjfolder\Main Grid.ElmNet\Gas Power Plant Model(6).ElmComp | [0.02, 50.0, 20.0, 1.0, 14.9, 0.02, 1.0, 0.0, 1.0, -1.0, -1.0, -1.0, 5.0, 5.0, 5.0, 99.0] | 1612307282 | 0 | Static Excitation System | 0 | 0 | 0 | 0 | 0 | 0 | 0 | 0 | Network Model.IntPrjfolder\Network Data.IntPrjfolder\Main Grid.ElmNet | Network Model.IntPrjfolder\Network Data.IntPrjfolder\Main Grid.ElmNet | 0 | MAN |  | 1747362701 | 0 | 0 | [[]] | [[]] | 4908853 | ["Tr,Kpr,Kir,Kpm,Kim,Ta,Kg,Tg,Kp,Vr_min,Vm_min,Va_min,Vr_max,Vm_max,Va_max,Vg_max"] | 0.02 | 0.02 | 0.02 | 0.02 | 0.02 | 0.02 | 0.02 | 0.02 | 0.02 | 0.02 | 0.02 | 0.02 | 0.02 | 0.02 | 0.02 | 0.02 | 0.02 | 0.02 | 0.02 | 0.02 | 0.02 | 0.02 | 0.02 | ["Tr,Kpr,Kir,Kpm,Kim,Ta,Kg,Tg,Kp,Vr_min,Vm_min,Va_min,Vr_max,Vm_max,Va_max,Vg_max"] | [null, null] | 4905050 | 4294967294
Gas Turbine Governor | Network Model.IntPrjfolder\Network Data.IntPrjfolder\Main Grid.ElmNet\Gas Power Plant Model(7).ElmComp\Gas Turbine Governor.ElmDsl | 0 | \Lib.IntLibrary\Dynamics\SymPlant\DIgSILENT\Gov\gov_GAS.BlkDef | Network Model.IntPrjfolder\Network Data.IntPrjfolder\Main Grid.ElmNet\Gas Power Plant Model(7).ElmComp | [0.05, 0.4, 0.1, 3.0, 1.0, 2.0, 0.0, 1.0] | 1612307282 | 0 | Gas Turbine Governor | 0 | 0 | 0 | 0 | 0 | 0 | 0 | 0 | Network Model.IntPrjfolder\Network Data.IntPrjfolder\Main Grid.ElmNet | Network Model.IntPrjfolder\Network Data.IntPrjfolder\Main Grid.ElmNet | 0 | MAN |  | 1747363372 | 0 | 0 | [[]] | [[]] | 4908917 | ["R,T1,T2,T3,At,Kt,V_min,V_max"] | 0.05 | 0.05 | 0.05 | 0.05 | 0.05 | 0.05 | 0.05 | 0.05 | 0.05 | 0.05 | 0.05 | 0.05 | 0.05 | 0.05 | 0.05 | 0.05 | 0.05 | 0.05 | 0.05 | 0.05 | 0.05 | 0.05 | 0.05 | ["R,T1,T2,T3,At,Kt,V_min,V_max"] | [null, null] | 4905050 | 4294967294
Static Excitation System | Network Model.IntPrjfolder\Network Data.IntPrjfolder\Main Grid.ElmNet\Gas Power Plant Model(7).ElmComp\Static Excitation System.ElmDsl | 0 | \Lib.IntLibrary\Dynamics\SymPlant\DIgSILENT\Exc\exc_ST.BlkDef | Network Model.IntPrjfolder\Network Data.IntPrjfolder\Main Grid.ElmNet\Gas Power Plant Model(7).ElmComp | [0.02, 50.0, 20.0, 1.0, 14.9, 0.02, 1.0, 0.0, 1.0, -1.0, -1.0, -1.0, 5.0, 5.0, 5.0, 99.0] | 1612307282 | 0 | Static Excitation System | 0 | 0 | 0 | 0 | 0 | 0 | 0 | 0 | Network Model.IntPrjfolder\Network Data.IntPrjfolder\Main Grid.ElmNet | Network Model.IntPrjfolder\Network Data.IntPrjfolder\Main Grid.ElmNet | 0 | MAN |  | 1747363372 | 0 | 0 | [[]] | [[]] | 4908918 | ["Tr,Kpr,Kir,Kpm,Kim,Ta,Kg,Tg,Kp,Vr_min,Vm_min,Va_min,Vr_max,Vm_max,Va_max,Vg_max"] | 0.02 | 0.02 | 0.02 | 0.02 | 0.02 | 0.02 | 0.02 | 0.02 | 0.02 | 0.02 | 0.02 | 0.02 | 0.02 | 0.02 | 0.02 | 0.02 | 0.02 | 0.02 | 0.02 | 0.02 | 0.02 | 0.02 | 0.02 | ["Tr,Kpr,Kir,Kpm,Kim,Ta,Kg,Tg,Kp,Vr_min,Vm_min,Va_min,Vr_max,Vm_max,Va_max,Vg_max"] | [null, null] | 4905050 | 4294967294
Gas Turbine Governor | Network Model.IntPrjfolder\Network Data.IntPrjfolder\Main Grid.ElmNet\Gas Power Plant Model(8).ElmComp\Gas Turbine Governor.ElmDsl | 0 | \Lib.IntLibrary\Dynamics\SymPlant\DIgSILENT\Gov\gov_GAS.BlkDef | Network Model.IntPrjfolder\Network Data.IntPrjfolder\Main Grid.ElmNet\Gas Power Plant Model(8).ElmComp | [0.05, 0.4, 0.1, 3.0, 1.0, 2.0, 0.0, 1.0] | 1612307282 | 0 | Gas Turbine Governor | 0 | 0 | 0 | 0 | 0 | 0 | 0 | 0 | Network Model.IntPrjfolder\Network Data.IntPrjfolder\Main Grid.ElmNet | Network Model.IntPrjfolder\Network Data.IntPrjfolder\Main Grid.ElmNet | 0 | MAN |  | 1747363499 | 0 | 0 | [[]] | [[]] | 4908854 | ["R,T1,T2,T3,At,Kt,V_min,V_max"] | 0.05 | 0.05 | 0.05 | 0.05 | 0.05 | 0.05 | 0.05 | 0.05 | 0.05 | 0.05 | 0.05 | 0.05 | 0.05 | 0.05 | 0.05 | 0.05 | 0.05 | 0.05 | 0.05 | 0.05 | 0.05 | 0.05 | 0.05 | ["R,T1,T2,T3,At,Kt,V_min,V_max"] | [null, null] | 4905050 | 4294967294
Static Excitation System | Network Model.IntPrjfolder\Network Data.IntPrjfolder\Main Grid.ElmNet\Gas Power Plant Model(8).ElmComp\Static Excitation System.ElmDsl | 0 | \Lib.IntLibrary\Dynamics\SymPlant\DIgSILENT\Exc\exc_ST.BlkDef | Network Model.IntPrjfolder\Network Data.IntPrjfolder\Main Grid.ElmNet\Gas Power Plant Model(8).ElmComp | [0.02, 50.0, 20.0, 1.0, 14.9, 0.02, 1.0, 0.0, 1.0, -1.0, -1.0, -1.0, 5.0, 5.0, 5.0, 99.0] | 1612307282 | 0 | Static Excitation System | 0 | 0 | 0 | 0 | 0 | 0 | 0 | 0 | Network Model.IntPrjfolder\Network Data.IntPrjfolder\Main Grid.ElmNet | Network Model.IntPrjfolder\Network Data.IntPrjfolder\Main Grid.ElmNet | 0 | MAN |  | 1747363499 | 0 | 0 | [[]] | [[]] | 4908921 | ["Tr,Kpr,Kir,Kpm,Kim,Ta,Kg,Tg,Kp,Vr_min,Vm_min,Va_min,Vr_max,Vm_max,Va_max,Vg_max"] | 0.02 | 0.02 | 0.02 | 0.02 | 0.02 | 0.02 | 0.02 | 0.02 | 0.02 | 0.02 | 0.02 | 0.02 | 0.02 | 0.02 | 0.02 | 0.02 | 0.02 | 0.02 | 0.02 | 0.02 | 0.02 | 0.02 | 0.02 | ["Tr,Kpr,Kir,Kpm,Kim,Ta,Kg,Tg,Kp,Vr_min,Vm_min,Va_min,Vr_max,Vm_max,Va_max,Vg_max"] | [null, null] | 4905050 | 4294967294
EXAC1 | Network Model.IntPrjfolder\Network Data.IntPrjfolder\Main Grid.ElmNet\Diesel Genset Model(9).ElmComp\EXAC1.ElmDsl | 0 | \Lib.IntLibrary\Dynamics\Arch\PF 2022 Models\DynPsse\avr_EXAC1.BlkDef | Network Model.IntPrjfolder\Network Data.IntPrjfolder\Main Grid.ElmNet\Diesel Genset Model(9).ElmComp | [0.01, 0.0, 0.0, 200.0, 0.095, 1.75, 0.0374, 0.77, 0.1, 1.2, 9.3, 0.2353, 12.4, 1.9737, 1.0, -10.0, 10.0] | 1612307282 | 0 | EXAC1 | 0 | 0 | 0 | 0 | 0 | 0 | 0 | 0 | Network Model.IntPrjfolder\Network Data.IntPrjfolder\Main Grid.ElmNet | Network Model.IntPrjfolder\Network Data.IntPrjfolder\Main Grid.ElmNet | 0 | MAN |  | 1747378821 | 0 | 0 | [[]] | [[]] | 4908851 | ["Tr,Tb,Tc,Ka,Ta,Te,Kf,Tf,Kc,Kd,E1,Se1,E2,Se2,Ke,Vrmin,Vrmax"] | 0.01 | 9.3 | 12.4 | 200 | 0.1 | 1.2 | 1 | 0.0374 | 0.01 | 0.01 | 0.2353 | 1.9737 | 0.01 | 0.01 | 0.095 | 0 | 0 | 1.75 | 0.77 | 0.01 | 0.01 | 10 | -10 | ["Tr,Tb,Tc,Ka,Ta,Te,Kf,Tf,Kc,Kd,E1,Se1,E2,Se2,Ke,Vrmin,Vrmax"] | [null, null] | 4905050 | 4294967294
DEGOV1 | Network Model.IntPrjfolder\Network Data.IntPrjfolder\Main Grid.ElmNet\Diesel Genset Model(9).ElmComp\DEGOV1.ElmDsl | 0 | \Lib.IntLibrary\Dynamics\Arch\PF 2022 Models\DynPsse\gov_DEGOV1.BlkDef | Network Model.IntPrjfolder\Network Data.IntPrjfolder\Main Grid.ElmNet\Diesel Genset Model(9).ElmComp | [15.0, 1.0, 0.1, 0.2, 0.01, 0.05, 0.1, 0.2, 0.1, 0.5, 0.0, 0.0, 0.0, 1.1] | 1612307282 | 0 | DEGOV1 | 0 | 0 | 0 | 0 | 0 | 0 | 0 | 0 | Network Model.IntPrjfolder\Network Data.IntPrjfolder\Main Grid.ElmNet | Network Model.IntPrjfolder\Network Data.IntPrjfolder\Main Grid.ElmNet | 0 | MAN |  | 1747378821 | 1 | 0 | [[]] | [[]] | 4908848 | ["K,T4,T5,T6,TD,Droop,TE,T1,T2,T3,PN,Droop_Control,Tmin,Tmax"] | 15 | 15 | 15 | 15 | 15 | 15 | 15 | 15 | 15 | 15 | 15 | 15 | 15 | 15 | 15 | 15 | 15 | 15 | 15 | 15 | 15 | 15 | 15 | ["K,T4,T5,T6,TD,Droop,TE,T1,T2,T3,PN,Droop_Control,Tmin,Tmax"] | [null, null] | 4905050 | 4294967294
EXAC1 | Network Model.IntPrjfolder\Network Data.IntPrjfolder\Main Grid.ElmNet\Diesel Genset Model(3).ElmComp\EXAC1.ElmDsl | 0 | \Lib.IntLibrary\Dynamics\Arch\PF 2022 Models\DynPsse\avr_EXAC1.BlkDef | Network Model.IntPrjfolder\Network Data.IntPrjfolder\Main Grid.ElmNet\Diesel Genset Model(3).ElmComp | [0.01, 0.0, 0.0, 200.0, 0.095, 1.75, 0.0374, 0.77, 0.1, 1.2, 9.3, 0.2353, 12.4, 1.9737, 1.0, -10.0, 10.0] | 1612307282 | 0 | EXAC1 | 0 | 0 | 0 | 0 | 0 | 0 | 0 | 0 | Network Model.IntPrjfolder\Network Data.IntPrjfolder\Main Grid.ElmNet | Network Model.IntPrjfolder\Network Data.IntPrjfolder\Main Grid.ElmNet | 0 | MAN |  | 1747311948 | 0 | 0 | [[]] | [[]] | 4908885 | ["Tr,Tb,Tc,Ka,Ta,Te,Kf,Tf,Kc,Kd,E1,Se1,E2,Se2,Ke,Vrmin,Vrmax"] | 0.01 | 9.3 | 12.4 | 200 | 0.1 | 1.2 | 1 | 0.0374 | 0.01 | 0.01 | 0.2353 | 1.9737 | 0.01 | 0.01 | 0.095 | 0 | 0 | 1.75 | 0.77 | 0.01 | 0.01 | 10 | -10 | ["Tr,Tb,Tc,Ka,Ta,Te,Kf,Tf,Kc,Kd,E1,Se1,E2,Se2,Ke,Vrmin,Vrmax"] | [null, null] | 4905050 | 4294967294
DEGOV1 | Network Model.IntPrjfolder\Network Data.IntPrjfolder\Main Grid.ElmNet\Diesel Genset Model(3).ElmComp\DEGOV1.ElmDsl | 0 | \Lib.IntLibrary\Dynamics\Arch\PF 2022 Models\DynPsse\gov_DEGOV1.BlkDef | Network Model.IntPrjfolder\Network Data.IntPrjfolder\Main Grid.ElmNet\Diesel Genset Model(3).ElmComp | [15.0, 1.0, 0.1, 0.2, 0.01, 0.05, 0.1, 0.2, 0.1, 0.5, 0.0, 0.0, 0.0, 1.1] | 1612307282 | 0 | DEGOV1 | 0 | 0 | 0 | 0 | 0 | 0 | 0 | 0 | Network Model.IntPrjfolder\Network Data.IntPrjfolder\Main Grid.ElmNet | Network Model.IntPrjfolder\Network Data.IntPrjfolder\Main Grid.ElmNet | 0 | MAN |  | 1747311948 | 1 | 0 | [[]] | [[]] | 4908914 | ["K,T4,T5,T6,TD,Droop,TE,T1,T2,T3,PN,Droop_Control,Tmin,Tmax"] | 15 | 15 | 15 | 15 | 15 | 15 | 15 | 15 | 15 | 15 | 15 | 15 | 15 | 15 | 15 | 15 | 15 | 15 | 15 | 15 | 15 | 15 | 15 | ["K,T4,T5,T6,TD,Droop,TE,T1,T2,T3,PN,Droop_Control,Tmin,Tmax"] | [null, null] | 4905050 | 4294967294
IEEEAC8B | Network Model.IntPrjfolder\Network Data.IntPrjfolder\Main Grid.ElmNet\Plant_ENG CUMMIN 9.ElmComp\IEEEAC8B.ElmDsl | 0 | \Lib.IntLibrary\Dynamics\Arch\PF 2022 Models\DynPsse\avr_AC8B.BlkDef | Network Model.IntPrjfolder\Network Data.IntPrjfolder\Main Grid.ElmNet\Plant_ENG CUMMIN 9.ElmComp | [1.0, 0.0, 0.0, 1.0, 6.5, 0.3, 9.0, 3.0, 1.1, 0.55, 1.2, 0.0, 0.0, 80.0, 0.0, 10.0, 0.1, 0.0, 0.0, 0.0, 35.0, 35.0] | 1612307277 | 0 | IEEEAC8B | 0 | 0 | 0 | 0 | 0 | 0 | 0 | 0 | Network Model.IntPrjfolder\Network Data.IntPrjfolder\Main Grid.ElmNet | Network Model.IntPrjfolder\Network Data.IntPrjfolder\Main Grid.ElmNet | 0 | MAN |  | 1747043682 | 0 | 0 | [[]] | [[]] | 4908727 | ["Ka,Ta,VFEmax,Ke,E1,SE1,E2,SE2,Kd,Kc,Te,Terminal_fed,Tr,Kpr,Kri,Kdr,Tdr,VRmin,VEmin,Vpid_min,VRmax,Vpid_max"] | 1 | 6.5 | 9 | 1 | 0.55 | 1.1 | 1 | 1 | 1 | 1 | 1 | 1 | 1 | 1 | 0 | 1 | 1 | 1.2 | 1 | 0 | 1 | 1 | 1 | ["Ka,Ta,VFEmax,Ke,E1,SE1,E2,SE2,Kd,Kc,Te,Terminal_fed,Tr,Kpr,Kri,Kdr,Tdr,VRmin,VEmin,Vpid_min,VRmax,Vpid_max"] | [null, null] | 4905050 | 4294967294
DEGOV | Network Model.IntPrjfolder\Network Data.IntPrjfolder\Main Grid.ElmNet\Plant_ENG CUMMIN 9.ElmComp\DEGOV.ElmDsl | 0 | \Lib.IntLibrary\Dynamics\Arch\PF 2022 Models\DynPsse\gov_DEGOV.BlkDef | Network Model.IntPrjfolder\Network Data.IntPrjfolder\Main Grid.ElmNet\Plant_ENG CUMMIN 9.ElmComp | [0.2, 0.1, 0.5, 0.01, 0.0, 15.0, 1.0, 0.1, 0.2, 0.0, 1.1] | 1612307277 | 0 | DEGOV | 0 | 0 | 0 | 0 | 0 | 0 | 0 | 0 | Network Model.IntPrjfolder\Network Data.IntPrjfolder\Main Grid.ElmNet | Network Model.IntPrjfolder\Network Data.IntPrjfolder\Main Grid.ElmNet | 0 | MAN |  | 1747043679 | 0 | 0 | [[]] | [[]] | 4908728 | ["T1,T2,T3,Td,PN,K,T4,T5,T6,Tmin,Tmax"] | 0.2 | 0.2 | 0.2 | 0.2 | 0.2 | 0.2 | 0.2 | 0.2 | 0.2 | 0.2 | 0.2 | 0.2 | 0.2 | 0.2 | 0.2 | 0.2 | 0.2 | 0.2 | 0.2 | 0.2 | 0.2 | 0.2 | 0.2 | ["T1,T2,T3,Td,PN,K,T4,T5,T6,Tmin,Tmax"] | [null, null] | 4905050 | 4294967294
IEEEAC8B | Network Model.IntPrjfolder\Network Data.IntPrjfolder\Main Grid.ElmNet\Plant_PLTMG ENGINE 3.ElmComp\IEEEAC8B.ElmDsl | 0 | \Lib.IntLibrary\Dynamics\Arch\PF 2022 Models\DynPsse\avr_AC8B.BlkDef | Network Model.IntPrjfolder\Network Data.IntPrjfolder\Main Grid.ElmNet\Plant_PLTMG ENGINE 3.ElmComp | [1.0, 0.0, 0.0, 1.0, 6.5, 0.3, 9.0, 3.0, 1.1, 0.55, 1.2, 0.0, 0.0, 80.0, 0.0, 10.0, 0.1, 0.0, 0.0, 0.0, 35.0, 35.0] | 1612307277 | 0 | IEEEAC8B | 0 | 0 | 0 | 0 | 0 | 0 | 0 | 0 | Network Model.IntPrjfolder\Network Data.IntPrjfolder\Main Grid.ElmNet | Network Model.IntPrjfolder\Network Data.IntPrjfolder\Main Grid.ElmNet | 0 | MAN |  | 1747043589 | 0 | 0 | [[]] | [[]] | 4908707 | ["Ka,Ta,VFEmax,Ke,E1,SE1,E2,SE2,Kd,Kc,Te,Terminal_fed,Tr,Kpr,Kri,Kdr,Tdr,VRmin,VEmin,Vpid_min,VRmax,Vpid_max"] | 1 | 6.5 | 9 | 1 | 0.55 | 1.1 | 1 | 1 | 1 | 1 | 1 | 1 | 1 | 1 | 0 | 1 | 1 | 1.2 | 1 | 0 | 1 | 1 | 1 | ["Ka,Ta,VFEmax,Ke,E1,SE1,E2,SE2,Kd,Kc,Te,Terminal_fed,Tr,Kpr,Kri,Kdr,Tdr,VRmin,VEmin,Vpid_min,VRmax,Vpid_max"] | [null, null] | 4905050 | 4294967294
GAST | Network Model.IntPrjfolder\Network Data.IntPrjfolder\Main Grid.ElmNet\Plant_PLTMG ENGINE 3.ElmComp\GAST.ElmDsl | 0 | \Lib.IntLibrary\Dynamics\Arch\PF 2022 Models\DynPsse\gov_GAST.BlkDef | Network Model.IntPrjfolder\Network Data.IntPrjfolder\Main Grid.ElmNet\Plant_PLTMG ENGINE 3.ElmComp | [0.04, 0.4, 0.1, 3.0, 1.0, 2.0, 0.0, 0.0, 0.0, 1.0] | 1612307277 | 0 | GAST | 0 | 0 | 0 | 0 | 0 | 0 | 0 | 0 | Network Model.IntPrjfolder\Network Data.IntPrjfolder\Main Grid.ElmNet | Network Model.IntPrjfolder\Network Data.IntPrjfolder\Main Grid.ElmNet | 0 | MAN |  | 1747044415 | 0 | 0 | [[]] | [[]] | 4908708 | ["R,T1,T2,T3,AT,Kt,Dturb,PN,Vmin,Vmax"] | 0.04 | 0.04 | 0.04 | 0.04 | 0.04 | 0.04 | 0.04 | 0.04 | 0.04 | 0.04 | 0.04 | 0.04 | 0.04 | 0.04 | 0.04 | 0.04 | 0.04 | 0.04 | 0.04 | 0.04 | 0.04 | 0.04 | 0.04 | ["R,T1,T2,T3,AT,Kt,Dturb,PN,Vmin,Vmax"] | [null, null] | 4905050 | 4294967294
IEEEAC8B | Network Model.IntPrjfolder\Network Data.IntPrjfolder\Main Grid.ElmNet\Plant_PLTMG ENGINE 2.ElmComp\IEEEAC8B.ElmDsl | 0 | \Lib.IntLibrary\Dynamics\Arch\PF 2022 Models\DynPsse\avr_AC8B.BlkDef | Network Model.IntPrjfolder\Network Data.IntPrjfolder\Main Grid.ElmNet\Plant_PLTMG ENGINE 2.ElmComp | [1.0, 0.0, 0.0, 1.0, 6.5, 0.3, 9.0, 3.0, 1.1, 0.55, 1.2, 0.0, 0.0, 80.0, 0.0, 10.0, 0.1, 0.0, 0.0, 0.0, 35.0, 35.0] | 1612307277 | 0 | IEEEAC8B | 0 | 0 | 0 | 0 | 0 | 0 | 0 | 0 | Network Model.IntPrjfolder\Network Data.IntPrjfolder\Main Grid.ElmNet | Network Model.IntPrjfolder\Network Data.IntPrjfolder\Main Grid.ElmNet | 0 | MAN |  | 1747043599 | 0 | 0 | [[]] | [[]] | 4908711 | ["Ka,Ta,VFEmax,Ke,E1,SE1,E2,SE2,Kd,Kc,Te,Terminal_fed,Tr,Kpr,Kri,Kdr,Tdr,VRmin,VEmin,Vpid_min,VRmax,Vpid_max"] | 1 | 6.5 | 9 | 1 | 0.55 | 1.1 | 1 | 1 | 1 | 1 | 1 | 1 | 1 | 1 | 0 | 1 | 1 | 1.2 | 1 | 0 | 1 | 1 | 1 | ["Ka,Ta,VFEmax,Ke,E1,SE1,E2,SE2,Kd,Kc,Te,Terminal_fed,Tr,Kpr,Kri,Kdr,Tdr,VRmin,VEmin,Vpid_min,VRmax,Vpid_max"] | [null, null] | 4905050 | 4294967294
GAST | Network Model.IntPrjfolder\Network Data.IntPrjfolder\Main Grid.ElmNet\Plant_PLTMG ENGINE 2.ElmComp\GAST.ElmDsl | 0 | \Lib.IntLibrary\Dynamics\Arch\PF 2022 Models\DynPsse\gov_GAST.BlkDef | Network Model.IntPrjfolder\Network Data.IntPrjfolder\Main Grid.ElmNet\Plant_PLTMG ENGINE 2.ElmComp | [0.04, 0.4, 0.1, 3.0, 1.0, 2.0, 0.0, 0.0, 0.0, 1.0] | 1612307277 | 0 | GAST | 0 | 0 | 0 | 0 | 0 | 0 | 0 | 0 | Network Model.IntPrjfolder\Network Data.IntPrjfolder\Main Grid.ElmNet | Network Model.IntPrjfolder\Network Data.IntPrjfolder\Main Grid.ElmNet | 0 | MAN |  | 1747044420 | 0 | 0 | [[]] | [[]] | 4908712 | ["R,T1,T2,T3,AT,Kt,Dturb,PN,Vmin,Vmax"] | 0.04 | 0.04 | 0.04 | 0.04 | 0.04 | 0.04 | 0.04 | 0.04 | 0.04 | 0.04 | 0.04 | 0.04 | 0.04 | 0.04 | 0.04 | 0.04 | 0.04 | 0.04 | 0.04 | 0.04 | 0.04 | 0.04 | 0.04 | ["R,T1,T2,T3,AT,Kt,Dturb,PN,Vmin,Vmax"] | [null, null] | 4905050 | 4294967294
IEEEAC8B | Network Model.IntPrjfolder\Network Data.IntPrjfolder\Main Grid.ElmNet\Plant_PLTMG ENGINE 1.ElmComp\IEEEAC8B.ElmDsl | 0 | \Lib.IntLibrary\Dynamics\Arch\PF 2022 Models\DynPsse\avr_AC8B.BlkDef | Network Model.IntPrjfolder\Network Data.IntPrjfolder\Main Grid.ElmNet\Plant_PLTMG ENGINE 1.ElmComp | [1.0, 0.0, 0.0, 1.0, 6.5, 0.3, 9.0, 3.0, 1.1, 0.55, 1.2, 0.0, 0.0, 80.0, 0.0, 10.0, 0.1, 0.0, 0.0, 0.0, 35.0, 35.0] | 1612307277 | 0 | IEEEAC8B | 0 | 0 | 0 | 0 | 0 | 0 | 0 | 0 | Network Model.IntPrjfolder\Network Data.IntPrjfolder\Main Grid.ElmNet | Network Model.IntPrjfolder\Network Data.IntPrjfolder\Main Grid.ElmNet | 0 | MAN |  | 1747043609 | 0 | 0 | [[]] | [[]] | 4908715 | ["Ka,Ta,VFEmax,Ke,E1,SE1,E2,SE2,Kd,Kc,Te,Terminal_fed,Tr,Kpr,Kri,Kdr,Tdr,VRmin,VEmin,Vpid_min,VRmax,Vpid_max"] | 1 | 6.5 | 9 | 1 | 0.55 | 1.1 | 1 | 1 | 1 | 1 | 1 | 1 | 1 | 1 | 0 | 1 | 1 | 1.2 | 1 | 0 | 1 | 1 | 1 | ["Ka,Ta,VFEmax,Ke,E1,SE1,E2,SE2,Kd,Kc,Te,Terminal_fed,Tr,Kpr,Kri,Kdr,Tdr,VRmin,VEmin,Vpid_min,VRmax,Vpid_max"] | [null, null] | 4905050 | 4294967294
GAST | Network Model.IntPrjfolder\Network Data.IntPrjfolder\Main Grid.ElmNet\Plant_PLTMG ENGINE 1.ElmComp\GAST.ElmDsl | 0 | \Lib.IntLibrary\Dynamics\Arch\PF 2022 Models\DynPsse\gov_GAST.BlkDef | Network Model.IntPrjfolder\Network Data.IntPrjfolder\Main Grid.ElmNet\Plant_PLTMG ENGINE 1.ElmComp | [0.01, 0.4, 0.1, 3.0, 1.0, 2.0, 0.0, 0.0, 0.0, 1.0] | 1612307277 | 0 | GAST | 0 | 0 | 0 | 0 | 0 | 0 | 0 | 0 | Network Model.IntPrjfolder\Network Data.IntPrjfolder\Main Grid.ElmNet | Network Model.IntPrjfolder\Network Data.IntPrjfolder\Main Grid.ElmNet | 0 | MAN |  | 1747044427 | 0 | 0 | [[]] | [[]] | 4908716 | ["R,T1,T2,T3,AT,Kt,Dturb,PN,Vmin,Vmax"] | 0.01 | 0.01 | 0.01 | 0.01 | 0.01 | 0.01 | 0.01 | 0.01 | 0.01 | 0.01 | 0.01 | 0.01 | 0.01 | 0.01 | 0.01 | 0.01 | 0.01 | 0.01 | 0.01 | 0.01 | 0.01 | 0.01 | 0.01 | ["R,T1,T2,T3,AT,Kt,Dturb,PN,Vmin,Vmax"] | [null, null] | 4905050 | 4294967294
IEEEAC8B | Network Model.IntPrjfolder\Network Data.IntPrjfolder\Main Grid.ElmNet\Plant_ENG CUMMIN 12.ElmComp\IEEEAC8B.ElmDsl | 0 | \Lib.IntLibrary\Dynamics\Arch\PF 2022 Models\DynPsse\avr_AC8B.BlkDef | Network Model.IntPrjfolder\Network Data.IntPrjfolder\Main Grid.ElmNet\Plant_ENG CUMMIN 12.ElmComp | [1.0, 0.0, 0.0, 1.0, 6.5, 0.3, 9.0, 3.0, 1.1, 0.55, 1.2, 0.0, 0.0, 80.0, 0.0, 10.0, 0.1, 0.0, 0.0, 0.0, 35.0, 35.0] | 1612307277 | 0 | IEEEAC8B | 0 | 0 | 0 | 0 | 0 | 0 | 0 | 0 | Network Model.IntPrjfolder\Network Data.IntPrjfolder\Main Grid.ElmNet | Network Model.IntPrjfolder\Network Data.IntPrjfolder\Main Grid.ElmNet | 0 | MAN |  | 1747043663 | 0 | 0 | [[]] | [[]] | 4908719 | ["Ka,Ta,VFEmax,Ke,E1,SE1,E2,SE2,Kd,Kc,Te,Terminal_fed,Tr,Kpr,Kri,Kdr,Tdr,VRmin,VEmin,Vpid_min,VRmax,Vpid_max"] | 1 | 6.5 | 9 | 1 | 0.55 | 1.1 | 1 | 1 | 1 | 1 | 1 | 1 | 1 | 1 | 0 | 1 | 1 | 1.2 | 1 | 0 | 1 | 1 | 1 | ["Ka,Ta,VFEmax,Ke,E1,SE1,E2,SE2,Kd,Kc,Te,Terminal_fed,Tr,Kpr,Kri,Kdr,Tdr,VRmin,VEmin,Vpid_min,VRmax,Vpid_max"] | [null, null] | 4905050 | 4294967294
DEGOV | Network Model.IntPrjfolder\Network Data.IntPrjfolder\Main Grid.ElmNet\Plant_ENG CUMMIN 12.ElmComp\DEGOV.ElmDsl | 0 | \Lib.IntLibrary\Dynamics\Arch\PF 2022 Models\DynPsse\gov_DEGOV.BlkDef | Network Model.IntPrjfolder\Network Data.IntPrjfolder\Main Grid.ElmNet\Plant_ENG CUMMIN 12.ElmComp | [0.2, 0.1, 0.5, 0.01, 0.0, 15.0, 1.0, 0.1, 0.2, 0.0, 1.1] | 1612307277 | 0 | DEGOV | 0 | 0 | 0 | 0 | 0 | 0 | 0 | 0 | Network Model.IntPrjfolder\Network Data.IntPrjfolder\Main Grid.ElmNet | Network Model.IntPrjfolder\Network Data.IntPrjfolder\Main Grid.ElmNet | 0 | MAN |  | 1747043660 | 0 | 0 | [[]] | [[]] | 4908720 | ["T1,T2,T3,Td,PN,K,T4,T5,T6,Tmin,Tmax"] | 0.2 | 0.2 | 0.2 | 0.2 | 0.2 | 0.2 | 0.2 | 0.2 | 0.2 | 0.2 | 0.2 | 0.2 | 0.2 | 0.2 | 0.2 | 0.2 | 0.2 | 0.2 | 0.2 | 0.2 | 0.2 | 0.2 | 0.2 | ["T1,T2,T3,Td,PN,K,T4,T5,T6,Tmin,Tmax"] | [null, null] | 4905050 | 4294967294
IEEEAC8B | Network Model.IntPrjfolder\Network Data.IntPrjfolder\Main Grid.ElmNet\Plant_ENG CUMMIN 13.ElmComp\IEEEAC8B.ElmDsl | 0 | \Lib.IntLibrary\Dynamics\Arch\PF 2022 Models\DynPsse\avr_AC8B.BlkDef | Network Model.IntPrjfolder\Network Data.IntPrjfolder\Main Grid.ElmNet\Plant_ENG CUMMIN 13.ElmComp | [1.0, 0.0, 0.0, 1.0, 6.5, 0.3, 9.0, 3.0, 1.1, 0.55, 1.2, 0.0, 0.0, 80.0, 0.0, 10.0, 0.1, 0.0, 0.0, 0.0, 35.0, 35.0] | 1612307277 | 0 | IEEEAC8B | 0 | 0 | 0 | 0 | 0 | 0 | 0 | 0 | Network Model.IntPrjfolder\Network Data.IntPrjfolder\Main Grid.ElmNet | Network Model.IntPrjfolder\Network Data.IntPrjfolder\Main Grid.ElmNet | 0 | MAN |  | 1747043672 | 0 | 0 | [[]] | [[]] | 4908723 | ["Ka,Ta,VFEmax,Ke,E1,SE1,E2,SE2,Kd,Kc,Te,Terminal_fed,Tr,Kpr,Kri,Kdr,Tdr,VRmin,VEmin,Vpid_min,VRmax,Vpid_max"] | 1 | 6.5 | 9 | 1 | 0.55 | 1.1 | 1 | 1 | 1 | 1 | 1 | 1 | 1 | 1 | 0 | 1 | 1 | 1.2 | 1 | 0 | 1 | 1 | 1 | ["Ka,Ta,VFEmax,Ke,E1,SE1,E2,SE2,Kd,Kc,Te,Terminal_fed,Tr,Kpr,Kri,Kdr,Tdr,VRmin,VEmin,Vpid_min,VRmax,Vpid_max"] | [null, null] | 4905050 | 4294967294
DEGOV | Network Model.IntPrjfolder\Network Data.IntPrjfolder\Main Grid.ElmNet\Plant_ENG CUMMIN 13.ElmComp\DEGOV.ElmDsl | 0 | \Lib.IntLibrary\Dynamics\Arch\PF 2022 Models\DynPsse\gov_DEGOV.BlkDef | Network Model.IntPrjfolder\Network Data.IntPrjfolder\Main Grid.ElmNet\Plant_ENG CUMMIN 13.ElmComp | [0.2, 0.1, 0.5, 0.01, 0.0, 15.0, 1.0, 0.1, 0.2, 0.0, 1.1] | 1612307277 | 0 | DEGOV | 0 | 0 | 0 | 0 | 0 | 0 | 0 | 0 | Network Model.IntPrjfolder\Network Data.IntPrjfolder\Main Grid.ElmNet | Network Model.IntPrjfolder\Network Data.IntPrjfolder\Main Grid.ElmNet | 0 | MAN |  | 1747043669 | 0 | 0 | [[]] | [[]] | 4908724 | ["T1,T2,T3,Td,PN,K,T4,T5,T6,Tmin,Tmax"] | 0.2 | 0.2 | 0.2 | 0.2 | 0.2 | 0.2 | 0.2 | 0.2 | 0.2 | 0.2 | 0.2 | 0.2 | 0.2 | 0.2 | 0.2 | 0.2 | 0.2 | 0.2 | 0.2 | 0.2 | 0.2 | 0.2 | 0.2 | ["T1,T2,T3,Td,PN,K,T4,T5,T6,Tmin,Tmax"] | [null, null] | 4905050 | 4294967294
IEEEAC8B | Network Model.IntPrjfolder\Network Data.IntPrjfolder\Main Grid.ElmNet\Plant_ENG CUMMIN 10.ElmComp\IEEEAC8B.ElmDsl | 0 | \Lib.IntLibrary\Dynamics\Arch\PF 2022 Models\DynPsse\avr_AC8B.BlkDef | Network Model.IntPrjfolder\Network Data.IntPrjfolder\Main Grid.ElmNet\Plant_ENG CUMMIN 10.ElmComp | [1.0, 0.0, 0.0, 1.0, 6.5, 0.3, 9.0, 3.0, 1.1, 0.55, 1.2, 0.0, 0.0, 80.0, 0.0, 10.0, 0.1, 0.0, 0.0, 0.0, 35.0, 35.0] | 1612307277 | 0 | IEEEAC8B | 0 | 0 | 0 | 0 | 0 | 0 | 0 | 0 | Network Model.IntPrjfolder\Network Data.IntPrjfolder\Main Grid.ElmNet | Network Model.IntPrjfolder\Network Data.IntPrjfolder\Main Grid.ElmNet | 0 | MAN |  | 1747043690 | 0 | 0 | [[]] | [[]] | 4908731 | ["Ka,Ta,VFEmax,Ke,E1,SE1,E2,SE2,Kd,Kc,Te,Terminal_fed,Tr,Kpr,Kri,Kdr,Tdr,VRmin,VEmin,Vpid_min,VRmax,Vpid_max"] | 1 | 6.5 | 9 | 1 | 0.55 | 1.1 | 1 | 1 | 1 | 1 | 1 | 1 | 1 | 1 | 0 | 1 | 1 | 1.2 | 1 | 0 | 1 | 1 | 1 | ["Ka,Ta,VFEmax,Ke,E1,SE1,E2,SE2,Kd,Kc,Te,Terminal_fed,Tr,Kpr,Kri,Kdr,Tdr,VRmin,VEmin,Vpid_min,VRmax,Vpid_max"] | [null, null] | 4905050 | 4294967294
DEGOV | Network Model.IntPrjfolder\Network Data.IntPrjfolder\Main Grid.ElmNet\Plant_ENG CUMMIN 10.ElmComp\DEGOV.ElmDsl | 0 | \Lib.IntLibrary\Dynamics\Arch\PF 2022 Models\DynPsse\gov_DEGOV.BlkDef | Network Model.IntPrjfolder\Network Data.IntPrjfolder\Main Grid.ElmNet\Plant_ENG CUMMIN 10.ElmComp | [0.2, 0.1, 0.5, 0.01, 0.0, 15.0, 1.0, 0.1, 0.2, 0.0, 1.1] | 1612307277 | 0 | DEGOV | 0 | 0 | 0 | 0 | 0 | 0 | 0 | 0 | Network Model.IntPrjfolder\Network Data.IntPrjfolder\Main Grid.ElmNet | Network Model.IntPrjfolder\Network Data.IntPrjfolder\Main Grid.ElmNet | 0 | MAN |  | 1747043687 | 0 | 0 | [[]] | [[]] | 4908732 | ["T1,T2,T3,Td,PN,K,T4,T5,T6,Tmin,Tmax"] | 0.2 | 0.2 | 0.2 | 0.2 | 0.2 | 0.2 | 0.2 | 0.2 | 0.2 | 0.2 | 0.2 | 0.2 | 0.2 | 0.2 | 0.2 | 0.2 | 0.2 | 0.2 | 0.2 | 0.2 | 0.2 | 0.2 | 0.2 | ["T1,T2,T3,Td,PN,K,T4,T5,T6,Tmin,Tmax"] | [null, null] | 4905050 | 4294967294
EXAC1 | \Lib.IntLibrary\Dynamics\Arch\PF 2022 Models\DynPsse\avr_EXAC1.BlkDef\EXAC1.ElmDsl | 0 | \Lib.IntLibrary\Dynamics\Arch\PF 2022 Models\DynPsse\avr_EXAC1.BlkDef | \Lib.IntLibrary\Dynamics\Arch\PF 2022 Models\DynPsse\avr_EXAC1.BlkDef | [0.01, 0.0, 0.0, 200.0, 0.095, 1.75, 0.0374, 0.77, 0.1, 1.2, 9.3, 0.2353, 12.4, 1.9737, 1.0, -10.0, 10.0] | 1705335643 | 0 | EXAC1 | 0 | 0 | 0 | 0 | 0 | 0 | 0 | 0 |  |  | 0 | MAN | DIgSILENT | 1705335640 | 0 | 0 | [[0.0, 0.0]] | [[0.0, 0.0]] | 138951 | ["Tr,Tb,Tc,Ka,Ta,Te,Kf,Tf,Kc,Kd,E1,Se1,E2,Se2,Ke,Vrmin,Vrmax"] | 0.01 | 9.3 | 12.4 | 200 | 0.1 | 1.2 | 1 | 0.0374 | 0.01 | 0.01 | 0.2353 | 1.9737 | 0.01 | 0.01 | 0.095 | 0 | 0 | 1.75 | 0.77 | 0.01 | 0.01 | 10 | -10 | ["Tr,Tb,Tc,Ka,Ta,Te,Kf,Tf,Kc,Kd,E1,Se1,E2,Se2,Ke,Vrmin,Vrmax"] | [null, null] | 15843 | 4294967294
DEGOV1 | \Lib.IntLibrary\Dynamics\Arch\PF 2022 Models\DynPsse\gov_DEGOV1.BlkDef\DEGOV1.ElmDsl | 0 | \Lib.IntLibrary\Dynamics\Arch\PF 2022 Models\DynPsse\gov_DEGOV1.BlkDef | \Lib.IntLibrary\Dynamics\Arch\PF 2022 Models\DynPsse\gov_DEGOV1.BlkDef | [15.0, 1.0, 0.1, 0.2, 0.01, 0.05, 0.1, 0.2, 0.1, 0.5, 0.0, 0.0, 0.0, 1.1] | 1705335644 | 0 | DEGOV1 | 0 | 0 | 0 | 0 | 0 | 0 | 0 | 0 |  |  | 0 | MAN | DIgSILENT | 1705335640 | 0 | 0 | [[0.0, 0.0]] | [[0.0, 0.0]] | 154545 | ["K,T4,T5,T6,TD,Droop,TE,T1,T2,T3,PN,Droop_Control,Tmin,Tmax"] | 15 | 15 | 15 | 15 | 15 | 15 | 15 | 15 | 15 | 15 | 15 | 15 | 15 | 15 | 15 | 15 | 15 | 15 | 15 | 15 | 15 | 15 | 15 | ["K,T4,T5,T6,TD,Droop,TE,T1,T2,T3,PN,Droop_Control,Tmin,Tmax"] | [null, null] | 15843 | 4294967294
Gas Turbine Governor | \Lib.IntLibrary\Dynamics\SymPlant\DIgSILENT\Gov\gov_GAS.BlkDef\Gas Turbine Governor.ElmDsl | 0 | \Lib.IntLibrary\Dynamics\SymPlant\DIgSILENT\Gov\gov_GAS.BlkDef | \Lib.IntLibrary\Dynamics\SymPlant\DIgSILENT\Gov\gov_GAS.BlkDef | [0.05, 0.4, 0.1, 3.0, 1.0, 2.0, 0.0, 1.0] | 1705335651 | 0 | Gas Turbine Governor | 0 | 0 | 0 | 0 | 0 | 0 | 0 | 0 |  |  | 0 | MAN | DIgSILENT | 1705335640 | 0 | 0 | [[0.0, 0.0]] | [[0.0, 0.0]] | 858966 | ["R,T1,T2,T3,At,Kt,V_min,V_max"] | 0.05 | 0.05 | 0.05 | 0.05 | 0.05 | 0.05 | 0.05 | 0.05 | 0.05 | 0.05 | 0.05 | 0.05 | 0.05 | 0.05 | 0.05 | 0.05 | 0.05 | 0.05 | 0.05 | 0.05 | 0.05 | 0.05 | 0.05 | ["R,T1,T2,T3,At,Kt,V_min,V_max"] | [null, null] | 15843 | 4294967294
Static Excitation System | \Lib.IntLibrary\Dynamics\SymPlant\DIgSILENT\Exc\exc_ST.BlkDef\Static Excitation System.ElmDsl | 0 | \Lib.IntLibrary\Dynamics\SymPlant\DIgSILENT\Exc\exc_ST.BlkDef | \Lib.IntLibrary\Dynamics\SymPlant\DIgSILENT\Exc\exc_ST.BlkDef | [0.02, 50.0, 20.0, 1.0, 14.9, 0.02, 1.0, 0.0, 1.0, -1.0, -1.0, -1.0, 5.0, 5.0, 5.0, 99.0] | 1705335651 | 0 | Static Excitation System | 0 | 0 | 0 | 0 | 0 | 0 | 0 | 0 |  |  | 0 | MAN | DIgSILENT | 1705335640 | 0 | 0 | [[0.0, 0.0]] | [[0.0, 0.0]] | 859914 | ["Tr,Kpr,Kir,Kpm,Kim,Ta,Kg,Tg,Kp,Vr_min,Vm_min,Va_min,Vr_max,Vm_max,Va_max,Vg_max"] | 0.02 | 0.02 | 0.02 | 0.02 | 0.02 | 0.02 | 0.02 | 0.02 | 0.02 | 0.02 | 0.02 | 0.02 | 0.02 | 0.02 | 0.02 | 0.02 | 0.02 | 0.02 | 0.02 | 0.02 | 0.02 | 0.02 | 0.02 | ["Tr,Kpr,Kir,Kpm,Kim,Ta,Kg,Tg,Kp,Vr_min,Vm_min,Va_min,Vr_max,Vm_max,Va_max,Vg_max"] | [null, null] | 15843 | 4294967294
IEEEAC8B | \Lib.IntLibrary\Dynamics\Arch\PF 2022 Models\DynPsse\avr_AC8B.BlkDef\IEEEAC8B.ElmDsl | 0 | \Lib.IntLibrary\Dynamics\Arch\PF 2022 Models\DynPsse\avr_AC8B.BlkDef | \Lib.IntLibrary\Dynamics\Arch\PF 2022 Models\DynPsse\avr_AC8B.BlkDef | [1.0, 0.0, 0.0, 1.0, 6.5, 0.3, 9.0, 3.0, 1.1, 0.55, 1.2, 0.0, 0.0, 80.0, 0.0, 10.0, 0.1, 0.0, 0.0, 0.0, 35.0, 35.0] | 1705335643 | 0 | IEEEAC8B | 0 | 0 | 0 | 0 | 0 | 0 | 0 | 0 |  |  | 0 | MAN | DIgSILENT | 1705335640 | 0 | 0 | [[0.0, 0.0]] | [[0.0, 0.0]] | 129843 | ["Ka,Ta,VFEmax,Ke,E1,SE1,E2,SE2,Kd,Kc,Te,Terminal_fed,Tr,Kpr,Kri,Kdr,Tdr,VRmin,VEmin,Vpid_min,VRmax,Vpid_max"] | 1 | 6.5 | 9 | 1 | 0.55 | 1.1 | 1 | 1 | 1 | 1 | 1 | 1 | 1 | 1 | 0 | 1 | 1 | 1.2 | 1 | 0 | 1 | 1 | 1 | ["Ka,Ta,VFEmax,Ke,E1,SE1,E2,SE2,Kd,Kc,Te,Terminal_fed,Tr,Kpr,Kri,Kdr,Tdr,VRmin,VEmin,Vpid_min,VRmax,Vpid_max"] | [null, null] | 15843 | 4294967294
DEGOV | \Lib.IntLibrary\Dynamics\Arch\PF 2022 Models\DynPsse\gov_DEGOV.BlkDef\DEGOV.ElmDsl | 0 | \Lib.IntLibrary\Dynamics\Arch\PF 2022 Models\DynPsse\gov_DEGOV.BlkDef | \Lib.IntLibrary\Dynamics\Arch\PF 2022 Models\DynPsse\gov_DEGOV.BlkDef | [0.2, 0.1, 0.5, 0.01, 0.0, 15.0, 1.0, 0.1, 0.2, 0.0, 1.1] | 1705335644 | 0 | DEGOV | 0 | 0 | 0 | 0 | 0 | 0 | 0 | 0 |  |  | 0 | MAN | DIgSILENT | 1705335640 | 0 | 0 | [[0.0, 0.0]] | [[0.0, 0.0]] | 154454 | ["T1,T2,T3,Td,PN,K,T4,T5,T6,Tmin,Tmax"] | 0.2 | 0.2 | 0.2 | 0.2 | 0.2 | 0.2 | 0.2 | 0.2 | 0.2 | 0.2 | 0.2 | 0.2 | 0.2 | 0.2 | 0.2 | 0.2 | 0.2 | 0.2 | 0.2 | 0.2 | 0.2 | 0.2 | 0.2 | ["T1,T2,T3,Td,PN,K,T4,T5,T6,Tmin,Tmax"] | [null, null] | 15843 | 4294967294
GAST | \Lib.IntLibrary\Dynamics\Arch\PF 2022 Models\DynPsse\gov_GAST.BlkDef\GAST.ElmDsl | 0 | \Lib.IntLibrary\Dynamics\Arch\PF 2022 Models\DynPsse\gov_GAST.BlkDef | \Lib.IntLibrary\Dynamics\Arch\PF 2022 Models\DynPsse\gov_GAST.BlkDef | [0.047, 0.4, 0.1, 3.0, 1.0, 2.0, 0.0, 0.0, 0.0, 1.0] | 1705335644 | 0 | GAST | 0 | 0 | 0 | 0 | 0 | 0 | 0 | 0 |  |  | 0 | MAN | DIgSILENT | 1705335640 | 0 | 0 | [[0.0, 0.0]] | [[0.0, 0.0]] | 154699 | ["R,T1,T2,T3,AT,Kt,Dturb,PN,Vmin,Vmax"] | 0.047 | 0.047 | 0.047 | 0.047 | 0.047 | 0.047 | 0.047 | 0.047 | 0.047 | 0.047 | 0.047 | 0.047 | 0.047 | 0.047 | 0.047 | 0.047 | 0.047 | 0.047 | 0.047 | 0.047 | 0.047 | 0.047 | 0.047 | ["R,T1,T2,T3,AT,Kt,Dturb,PN,Vmin,Vmax"] | [null, null] | 15843 | 4294967294

## StaCubic
loc_name | _path | fold_id | cterm | obj_id | obj_bus | nphase | it2p1 | it2p2 | it2p3 | cPhInfo
Name [ ] | Object path (key) | In Folder [ ] | Terminal [ ] | Connected with [Elm*,RelFuse,StaSua*] | Bus Index [ ] | No of Phases: [ ] | Phase 1 [ ] | Phase 2 [ ] | Phase 3 [ ] | Phases: [ ]
Cub_1 | Network Model.IntPrjfolder\Network Data.IntPrjfolder\Main Grid.ElmNet\Bus2.ElmTerm\Cub_1.StaCubic | Network Model.IntPrjfolder\Network Data.IntPrjfolder\Main Grid.ElmNet\Bus2.ElmTerm | Network Model.IntPrjfolder\Network Data.IntPrjfolder\Main Grid.ElmNet\Bus2.ElmTerm | Network Model.IntPrjfolder\Network Data.IntPrjfolder\Main Grid.ElmNet\T1.ElmTr2 | 0 | 3 | 0 | 1 | 2 | abc
Cub_2 | Network Model.IntPrjfolder\Network Data.IntPrjfolder\Main Grid.ElmNet\Bus2.ElmTerm\Cub_2.StaCubic | Network Model.IntPrjfolder\Network Data.IntPrjfolder\Main Grid.ElmNet\Bus2.ElmTerm | Network Model.IntPrjfolder\Network Data.IntPrjfolder\Main Grid.ElmNet\Bus2.ElmTerm | Network Model.IntPrjfolder\Network Data.IntPrjfolder\Main Grid.ElmNet\T2.ElmTr2 | 0 | 3 | 0 | 1 | 2 | abc
Cub_3 | Network Model.IntPrjfolder\Network Data.IntPrjfolder\Main Grid.ElmNet\Bus2.ElmTerm\Cub_3.StaCubic | Network Model.IntPrjfolder\Network Data.IntPrjfolder\Main Grid.ElmNet\Bus2.ElmTerm | Network Model.IntPrjfolder\Network Data.IntPrjfolder\Main Grid.ElmNet\Bus2.ElmTerm | Network Model.IntPrjfolder\Network Data.IntPrjfolder\Main Grid.ElmNet\Breaker/Switch(2).ElmCoup | 0 | 3 | 0 | 1 | 2 | abc
Cub_4 | Network Model.IntPrjfolder\Network Data.IntPrjfolder\Main Grid.ElmNet\Bus2.ElmTerm\Cub_4.StaCubic | Network Model.IntPrjfolder\Network Data.IntPrjfolder\Main Grid.ElmNet\Bus2.ElmTerm | Network Model.IntPrjfolder\Network Data.IntPrjfolder\Main Grid.ElmNet\Bus2.ElmTerm | Network Model.IntPrjfolder\Network Data.IntPrjfolder\Main Grid.ElmNet\CB KOTA.ElmCoup | 0 | 3 | 0 | 1 | 2 | abc
Cub_1 | Network Model.IntPrjfolder\Network Data.IntPrjfolder\Main Grid.ElmNet\Bus9.ElmTerm\Cub_1.StaCubic | Network Model.IntPrjfolder\Network Data.IntPrjfolder\Main Grid.ElmNet\Bus9.ElmTerm | Network Model.IntPrjfolder\Network Data.IntPrjfolder\Main Grid.ElmNet\Bus9.ElmTerm | Network Model.IntPrjfolder\Network Data.IntPrjfolder\Main Grid.ElmNet\T9.ElmTr2 | 0 | 3 | 0 | 1 | 2 | abc
Cub_2 | Network Model.IntPrjfolder\Network Data.IntPrjfolder\Main Grid.ElmNet\Bus9.ElmTerm\Cub_2.StaCubic | Network Model.IntPrjfolder\Network Data.IntPrjfolder\Main Grid.ElmNet\Bus9.ElmTerm | Network Model.IntPrjfolder\Network Data.IntPrjfolder\Main Grid.ElmNet\Bus9.ElmTerm | Network Model.IntPrjfolder\Network Data.IntPrjfolder\Main Grid.ElmNet\T8.ElmTr2 | 0 | 3 | 0 | 1 | 2 | abc
Cub_3 | Network Model.IntPrjfolder\Network Data.IntPrjfolder\Main Grid.ElmNet\Bus9.ElmTerm\Cub_3.StaCubic | Network Model.IntPrjfolder\Network Data.IntPrjfolder\Main Grid.ElmNet\Bus9.ElmTerm | Network Model.IntPrjfolder\Network Data.IntPrjfolder\Main Grid.ElmNet\Bus9.ElmTerm | Network Model.IntPrjfolder\Network Data.IntPrjfolder\Main Grid.ElmNet\T11.ElmTr2 | 0 | 3 | 0 | 1 | 2 | abc
Cub_4 | Network Model.IntPrjfolder\Network Data.IntPrjfolder\Main Grid.ElmNet\Bus9.ElmTerm\Cub_4.StaCubic | Network Model.IntPrjfolder\Network Data.IntPrjfolder\Main Grid.ElmNet\Bus9.ElmTerm | Network Model.IntPrjfolder\Network Data.IntPrjfolder\Main Grid.ElmNet\Bus9.ElmTerm | Network Model.IntPrjfolder\Network Data.IntPrjfolder\Main Grid.ElmNet\T12.ElmTr2 | 0 | 3 | 0 | 1 | 2 | abc
Cub_5 | Network Model.IntPrjfolder\Network Data.IntPrjfolder\Main Grid.ElmNet\Bus9.ElmTerm\Cub_5.StaCubic | Network Model.IntPrjfolder\Network Data.IntPrjfolder\Main Grid.ElmNet\Bus9.ElmTerm | Network Model.IntPrjfolder\Network Data.IntPrjfolder\Main Grid.ElmNet\Bus9.ElmTerm | Network Model.IntPrjfolder\Network Data.IntPrjfolder\Main Grid.ElmNet\Breaker/Switch(3).ElmCoup | 1 | 3 | 0 | 1 | 2 | abc
Cub_6 | Network Model.IntPrjfolder\Network Data.IntPrjfolder\Main Grid.ElmNet\Bus9.ElmTerm\Cub_6.StaCubic | Network Model.IntPrjfolder\Network Data.IntPrjfolder\Main Grid.ElmNet\Bus9.ElmTerm | Network Model.IntPrjfolder\Network Data.IntPrjfolder\Main Grid.ElmNet\Bus9.ElmTerm | Network Model.IntPrjfolder\Network Data.IntPrjfolder\Main Grid.ElmNet\Breaker/Switch(4).ElmCoup | 0 | 3 | 0 | 1 | 2 | abc
Cub_4 | Network Model.IntPrjfolder\Network Data.IntPrjfolder\Main Grid.ElmNet\Bus23.ElmTerm\Cub_4.StaCubic | Network Model.IntPrjfolder\Network Data.IntPrjfolder\Main Grid.ElmNet\Bus23.ElmTerm | Network Model.IntPrjfolder\Network Data.IntPrjfolder\Main Grid.ElmNet\Bus23.ElmTerm | Network Model.IntPrjfolder\Network Data.IntPrjfolder\Main Grid.ElmNet\Breaker/Switch(4).ElmCoup | 1 | 3 | 0 | 1 | 2 | abc
Cub_5 | Network Model.IntPrjfolder\Network Data.IntPrjfolder\Main Grid.ElmNet\Bus23.ElmTerm\Cub_5.StaCubic | Network Model.IntPrjfolder\Network Data.IntPrjfolder\Main Grid.ElmNet\Bus23.ElmTerm | Network Model.IntPrjfolder\Network Data.IntPrjfolder\Main Grid.ElmNet\Bus23.ElmTerm | Network Model.IntPrjfolder\Network Data.IntPrjfolder\Main Grid.ElmNet\CB SANGKAPURA.ElmCoup | 1 | 3 | 0 | 1 | 2 | abc
Cub_7 | Network Model.IntPrjfolder\Network Data.IntPrjfolder\Main Grid.ElmNet\Bus23.ElmTerm\Cub_7.StaCubic | Network Model.IntPrjfolder\Network Data.IntPrjfolder\Main Grid.ElmNet\Bus23.ElmTerm | Network Model.IntPrjfolder\Network Data.IntPrjfolder\Main Grid.ElmNet\Bus23.ElmTerm | Network Model.IntPrjfolder\Network Data.IntPrjfolder\Main Grid.ElmNet\T14.ElmTr2 | 0 | 3 | 0 | 1 | 2 | abc
Cub_8 | Network Model.IntPrjfolder\Network Data.IntPrjfolder\Main Grid.ElmNet\Bus23.ElmTerm\Cub_8.StaCubic | Network Model.IntPrjfolder\Network Data.IntPrjfolder\Main Grid.ElmNet\Bus23.ElmTerm | Network Model.IntPrjfolder\Network Data.IntPrjfolder\Main Grid.ElmNet\Bus23.ElmTerm | Network Model.IntPrjfolder\Network Data.IntPrjfolder\Main Grid.ElmNet\T15.ElmTr2 | 0 | 3 | 0 | 1 | 2 | abc
Cub_9 | Network Model.IntPrjfolder\Network Data.IntPrjfolder\Main Grid.ElmNet\Bus23.ElmTerm\Cub_9.StaCubic | Network Model.IntPrjfolder\Network Data.IntPrjfolder\Main Grid.ElmNet\Bus23.ElmTerm | Network Model.IntPrjfolder\Network Data.IntPrjfolder\Main Grid.ElmNet\Bus23.ElmTerm | Network Model.IntPrjfolder\Network Data.IntPrjfolder\Main Grid.ElmNet\T16.ElmTr2 | 0 | 3 | 0 | 1 | 2 | abc
Cub_1 | Network Model.IntPrjfolder\Network Data.IntPrjfolder\Main Grid.ElmNet\Bus3.ElmTerm\Cub_1.StaCubic | Network Model.IntPrjfolder\Network Data.IntPrjfolder\Main Grid.ElmNet\Bus3.ElmTerm | Network Model.IntPrjfolder\Network Data.IntPrjfolder\Main Grid.ElmNet\Bus3.ElmTerm | Network Model.IntPrjfolder\Network Data.IntPrjfolder\Main Grid.ElmNet\T4.ElmTr2 | 0 | 3 | 0 | 1 | 2 | abc
Cub_2 | Network Model.IntPrjfolder\Network Data.IntPrjfolder\Main Grid.ElmNet\Bus3.ElmTerm\Cub_2.StaCubic | Network Model.IntPrjfolder\Network Data.IntPrjfolder\Main Grid.ElmNet\Bus3.ElmTerm | Network Model.IntPrjfolder\Network Data.IntPrjfolder\Main Grid.ElmNet\Bus3.ElmTerm | Network Model.IntPrjfolder\Network Data.IntPrjfolder\Main Grid.ElmNet\T5.ElmTr2 | 0 | 3 | 0 | 1 | 2 | abc
Cub_3 | Network Model.IntPrjfolder\Network Data.IntPrjfolder\Main Grid.ElmNet\Bus3.ElmTerm\Cub_3.StaCubic | Network Model.IntPrjfolder\Network Data.IntPrjfolder\Main Grid.ElmNet\Bus3.ElmTerm | Network Model.IntPrjfolder\Network Data.IntPrjfolder\Main Grid.ElmNet\Bus3.ElmTerm | Network Model.IntPrjfolder\Network Data.IntPrjfolder\Main Grid.ElmNet\Breaker/Switch(2).ElmCoup | 1 | 3 | 0 | 1 | 2 | abc
Cub_4 | Network Model.IntPrjfolder\Network Data.IntPrjfolder\Main Grid.ElmNet\Bus3.ElmTerm\Cub_4.StaCubic | Network Model.IntPrjfolder\Network Data.IntPrjfolder\Main Grid.ElmNet\Bus3.ElmTerm | Network Model.IntPrjfolder\Network Data.IntPrjfolder\Main Grid.ElmNet\Bus3.ElmTerm | Network Model.IntPrjfolder\Network Data.IntPrjfolder\Main Grid.ElmNet\Breaker/Switch(3).ElmCoup | 0 | 3 | 0 | 1 | 2 | abc
Cub_5 | Network Model.IntPrjfolder\Network Data.IntPrjfolder\Main Grid.ElmNet\Bus3.ElmTerm\Cub_5.StaCubic | Network Model.IntPrjfolder\Network Data.IntPrjfolder\Main Grid.ElmNet\Bus3.ElmTerm | Network Model.IntPrjfolder\Network Data.IntPrjfolder\Main Grid.ElmNet\Bus3.ElmTerm | Network Model.IntPrjfolder\Network Data.IntPrjfolder\Main Grid.ElmNet\CB TAMBAK.ElmCoup | 1 | 3 | 0 | 1 | 2 | abc
Cub_1 | Network Model.IntPrjfolder\Network Data.IntPrjfolder\Main Grid.ElmNet\Bus1.ElmTerm\Cub_1.StaCubic | Network Model.IntPrjfolder\Network Data.IntPrjfolder\Main Grid.ElmNet\Bus1.ElmTerm | Network Model.IntPrjfolder\Network Data.IntPrjfolder\Main Grid.ElmNet\Bus1.ElmTerm | Network Model.IntPrjfolder\Network Data.IntPrjfolder\Main Grid.ElmNet\T1.ElmTr2 | 1 | 3 | 0 | 1 | 2 | abc
Cub_2 | Network Model.IntPrjfolder\Network Data.IntPrjfolder\Main Grid.ElmNet\Bus1.ElmTerm\Cub_2.StaCubic | Network Model.IntPrjfolder\Network Data.IntPrjfolder\Main Grid.ElmNet\Bus1.ElmTerm | Network Model.IntPrjfolder\Network Data.IntPrjfolder\Main Grid.ElmNet\Bus1.ElmTerm | Network Model.IntPrjfolder\Network Data.IntPrjfolder\Main Grid.ElmNet\ENGINE 5 MAN.ElmSym | 0 | 3 | 0 | 1 | 2 | abc
Cub_1 | Network Model.IntPrjfolder\Network Data.IntPrjfolder\Main Grid.ElmNet\Bus4.ElmTerm\Cub_1.StaCubic | Network Model.IntPrjfolder\Network Data.IntPrjfolder\Main Grid.ElmNet\Bus4.ElmTerm | Network Model.IntPrjfolder\Network Data.IntPrjfolder\Main Grid.ElmNet\Bus4.ElmTerm | Network Model.IntPrjfolder\Network Data.IntPrjfolder\Main Grid.ElmNet\Breaker/Switch.ElmCoup | 0 | 3 | 0 | 1 | 2 | abc
Cub_2 | Network Model.IntPrjfolder\Network Data.IntPrjfolder\Main Grid.ElmNet\Bus4.ElmTerm\Cub_2.StaCubic | Network Model.IntPrjfolder\Network Data.IntPrjfolder\Main Grid.ElmNet\Bus4.ElmTerm | Network Model.IntPrjfolder\Network Data.IntPrjfolder\Main Grid.ElmNet\Bus4.ElmTerm | Network Model.IntPrjfolder\Network Data.IntPrjfolder\Main Grid.ElmNet\ENG 7 MTU.ElmSym | 0 | 3 | 0 | 1 | 2 | abc
Cub_1 | Network Model.IntPrjfolder\Network Data.IntPrjfolder\Main Grid.ElmNet\Bus5.ElmTerm\Cub_1.StaCubic | Network Model.IntPrjfolder\Network Data.IntPrjfolder\Main Grid.ElmNet\Bus5.ElmTerm | Network Model.IntPrjfolder\Network Data.IntPrjfolder\Main Grid.ElmNet\Bus5.ElmTerm | Network Model.IntPrjfolder\Network Data.IntPrjfolder\Main Grid.ElmNet\Breaker/Switch(1).ElmCoup | 0 | 3 | 0 | 1 | 2 | abc
Cub_2 | Network Model.IntPrjfolder\Network Data.IntPrjfolder\Main Grid.ElmNet\Bus5.ElmTerm\Cub_2.StaCubic | Network Model.IntPrjfolder\Network Data.IntPrjfolder\Main Grid.ElmNet\Bus5.ElmTerm | Network Model.IntPrjfolder\Network Data.IntPrjfolder\Main Grid.ElmNet\Bus5.ElmTerm | Network Model.IntPrjfolder\Network Data.IntPrjfolder\Main Grid.ElmNet\Diesel Generator.ElmSym | 0 | 3 | 0 | 1 | 2 | abc
Cub_1 | Network Model.IntPrjfolder\Network Data.IntPrjfolder\Main Grid.ElmNet\Terminal(3).ElmTerm\Cub_1.StaCubic | Network Model.IntPrjfolder\Network Data.IntPrjfolder\Main Grid.ElmNet\Terminal(3).ElmTerm | Network Model.IntPrjfolder\Network Data.IntPrjfolder\Main Grid.ElmNet\Terminal(3).ElmTerm | Network Model.IntPrjfolder\Network Data.IntPrjfolder\Main Grid.ElmNet\Breaker/Switch.ElmCoup | 1 | 3 | 0 | 1 | 2 | abc
Cub_2 | Network Model.IntPrjfolder\Network Data.IntPrjfolder\Main Grid.ElmNet\Terminal(3).ElmTerm\Cub_2.StaCubic | Network Model.IntPrjfolder\Network Data.IntPrjfolder\Main Grid.ElmNet\Terminal(3).ElmTerm | Network Model.IntPrjfolder\Network Data.IntPrjfolder\Main Grid.ElmNet\Terminal(3).ElmTerm | Network Model.IntPrjfolder\Network Data.IntPrjfolder\Main Grid.ElmNet\Breaker/Switch(1).ElmCoup | 1 | 3 | 0 | 1 | 2 | abc
Cub_3 | Network Model.IntPrjfolder\Network Data.IntPrjfolder\Main Grid.ElmNet\Terminal(3).ElmTerm\Cub_3.StaCubic | Network Model.IntPrjfolder\Network Data.IntPrjfolder\Main Grid.ElmNet\Terminal(3).ElmTerm | Network Model.IntPrjfolder\Network Data.IntPrjfolder\Main Grid.ElmNet\Terminal(3).ElmTerm | Network Model.IntPrjfolder\Network Data.IntPrjfolder\Main Grid.ElmNet\T2.ElmTr2 | 1 | 3 | 0 | 1 | 2 | abc
Cub_1 | Network Model.IntPrjfolder\Network Data.IntPrjfolder\Main Grid.ElmNet\Bus6.ElmTerm\Cub_1.StaCubic | Network Model.IntPrjfolder\Network Data.IntPrjfolder\Main Grid.ElmNet\Bus6.ElmTerm | Network Model.IntPrjfolder\Network Data.IntPrjfolder\Main Grid.ElmNet\Bus6.ElmTerm | Network Model.IntPrjfolder\Network Data.IntPrjfolder\Main Grid.ElmNet\T4.ElmTr2 | 1 | 3 | 0 | 1 | 2 | abc
Cub_2 | Network Model.IntPrjfolder\Network Data.IntPrjfolder\Main Grid.ElmNet\Bus6.ElmTerm\Cub_2.StaCubic | Network Model.IntPrjfolder\Network Data.IntPrjfolder\Main Grid.ElmNet\Bus6.ElmTerm | Network Model.IntPrjfolder\Network Data.IntPrjfolder\Main Grid.ElmNet\Bus6.ElmTerm | Network Model.IntPrjfolder\Network Data.IntPrjfolder\Main Grid.ElmNet\CUMMIN 12.ElmSym | 0 | 3 | 0 | 1 | 2 | abc
Cub_1 | Network Model.IntPrjfolder\Network Data.IntPrjfolder\Main Grid.ElmNet\Bus7.ElmTerm\Cub_1.StaCubic | Network Model.IntPrjfolder\Network Data.IntPrjfolder\Main Grid.ElmNet\Bus7.ElmTerm | Network Model.IntPrjfolder\Network Data.IntPrjfolder\Main Grid.ElmNet\Bus7.ElmTerm | Network Model.IntPrjfolder\Network Data.IntPrjfolder\Main Grid.ElmNet\T5.ElmTr2 | 1 | 3 | 0 | 1 | 2 | abc
Cub_2 | Network Model.IntPrjfolder\Network Data.IntPrjfolder\Main Grid.ElmNet\Bus7.ElmTerm\Cub_2.StaCubic | Network Model.IntPrjfolder\Network Data.IntPrjfolder\Main Grid.ElmNet\Bus7.ElmTerm | Network Model.IntPrjfolder\Network Data.IntPrjfolder\Main Grid.ElmNet\Bus7.ElmTerm | Network Model.IntPrjfolder\Network Data.IntPrjfolder\Main Grid.ElmNet\CUMMIN 13.ElmSym | 0 | 3 | 0 | 1 | 2 | abc
Cub_1 | Network Model.IntPrjfolder\Network Data.IntPrjfolder\Main Grid.ElmNet\Bus18.ElmTerm\Cub_1.StaCubic | Network Model.IntPrjfolder\Network Data.IntPrjfolder\Main Grid.ElmNet\Bus18.ElmTerm | Network Model.IntPrjfolder\Network Data.IntPrjfolder\Main Grid.ElmNet\Bus18.ElmTerm | Network Model.IntPrjfolder\Network Data.IntPrjfolder\Main Grid.ElmNet\T9.ElmTr2 | 1 | 3 | 0 | 1 | 2 | abc
Cub_2 | Network Model.IntPrjfolder\Network Data.IntPrjfolder\Main Grid.ElmNet\Bus18.ElmTerm\Cub_2.StaCubic | Network Model.IntPrjfolder\Network Data.IntPrjfolder\Main Grid.ElmNet\Bus18.ElmTerm | Network Model.IntPrjfolder\Network Data.IntPrjfolder\Main Grid.ElmNet\Bus18.ElmTerm | Network Model.IntPrjfolder\Network Data.IntPrjfolder\Main Grid.ElmNet\CUMMIN 9.ElmSym | 0 | 3 | 0 | 1 | 2 | abc
Cub_1 | Network Model.IntPrjfolder\Network Data.IntPrjfolder\Main Grid.ElmNet\Bus12.ElmTerm\Cub_1.StaCubic | Network Model.IntPrjfolder\Network Data.IntPrjfolder\Main Grid.ElmNet\Bus12.ElmTerm | Network Model.IntPrjfolder\Network Data.IntPrjfolder\Main Grid.ElmNet\Bus12.ElmTerm | Network Model.IntPrjfolder\Network Data.IntPrjfolder\Main Grid.ElmNet\T8.ElmTr2 | 1 | 3 | 0 | 1 | 2 | abc
Cub_2 | Network Model.IntPrjfolder\Network Data.IntPrjfolder\Main Grid.ElmNet\Bus12.ElmTerm\Cub_2.StaCubic | Network Model.IntPrjfolder\Network Data.IntPrjfolder\Main Grid.ElmNet\Bus12.ElmTerm | Network Model.IntPrjfolder\Network Data.IntPrjfolder\Main Grid.ElmNet\Bus12.ElmTerm | Network Model.IntPrjfolder\Network Data.IntPrjfolder\Main Grid.ElmNet\CUMMIN 10.ElmSym | 0 | 3 | 0 | 1 | 2 | abc
Cub_1 | Network Model.IntPrjfolder\Network Data.IntPrjfolder\Main Grid.ElmNet\Bus33.ElmTerm\Cub_1.StaCubic | Network Model.IntPrjfolder\Network Data.IntPrjfolder\Main Grid.ElmNet\Bus33.ElmTerm | Network Model.IntPrjfolder\Network Data.IntPrjfolder\Main Grid.ElmNet\Bus33.ElmTerm | Network Model.IntPrjfolder\Network Data.IntPrjfolder\Main Grid.ElmNet\T11.ElmTr2 | 1 | 3 | 0 | 1 | 2 | abc
Cub_2 | Network Model.IntPrjfolder\Network Data.IntPrjfolder\Main Grid.ElmNet\Bus33.ElmTerm\Cub_2.StaCubic | Network Model.IntPrjfolder\Network Data.IntPrjfolder\Main Grid.ElmNet\Bus33.ElmTerm | Network Model.IntPrjfolder\Network Data.IntPrjfolder\Main Grid.ElmNet\Bus33.ElmTerm | Network Model.IntPrjfolder\Network Data.IntPrjfolder\Main Grid.ElmNet\CUMMIN 11.ElmSym | 0 | 3 | 0 | 1 | 2 | abc
Cub_1 | Network Model.IntPrjfolder\Network Data.IntPrjfolder\Main Grid.ElmNet\Bus34.ElmTerm\Cub_1.StaCubic | Network Model.IntPrjfolder\Network Data.IntPrjfolder\Main Grid.ElmNet\Bus34.ElmTerm | Network Model.IntPrjfolder\Network Data.IntPrjfolder\Main Grid.ElmNet\Bus34.ElmTerm | Network Model.IntPrjfolder\Network Data.IntPrjfolder\Main Grid.ElmNet\T12.ElmTr2 | 1 | 3 | 0 | 1 | 2 | abc
Cub_2 | Network Model.IntPrjfolder\Network Data.IntPrjfolder\Main Grid.ElmNet\Bus34.ElmTerm\Cub_2.StaCubic | Network Model.IntPrjfolder\Network Data.IntPrjfolder\Main Grid.ElmNet\Bus34.ElmTerm | Network Model.IntPrjfolder\Network Data.IntPrjfolder\Main Grid.ElmNet\Bus34.ElmTerm | Network Model.IntPrjfolder\Network Data.IntPrjfolder\Main Grid.ElmNet\DEUTZ MWM 2.ElmSym | 0 | 3 | 0 | 1 | 2 | abc
Cub_1 | Network Model.IntPrjfolder\Network Data.IntPrjfolder\Main Grid.ElmNet\Bus24.ElmTerm\Cub_1.StaCubic | Network Model.IntPrjfolder\Network Data.IntPrjfolder\Main Grid.ElmNet\Bus24.ElmTerm | Network Model.IntPrjfolder\Network Data.IntPrjfolder\Main Grid.ElmNet\Bus24.ElmTerm | Network Model.IntPrjfolder\Network Data.IntPrjfolder\Main Grid.ElmNet\KOTA.ElmLne | 1 | 3 | 0 | 1 | 2 | abc
Cub_2 | Network Model.IntPrjfolder\Network Data.IntPrjfolder\Main Grid.ElmNet\Bus24.ElmTerm\Cub_2.StaCubic | Network Model.IntPrjfolder\Network Data.IntPrjfolder\Main Grid.ElmNet\Bus24.ElmTerm | Network Model.IntPrjfolder\Network Data.IntPrjfolder\Main Grid.ElmNet\Bus24.ElmTerm | Network Model.IntPrjfolder\Network Data.IntPrjfolder\Main Grid.ElmNet\Line1.ElmLne | 0 | 3 | 0 | 1 | 2 | abc
Cub_1 | Network Model.IntPrjfolder\Network Data.IntPrjfolder\Main Grid.ElmNet\Terminal(6).ElmTerm\Cub_1.StaCubic | Network Model.IntPrjfolder\Network Data.IntPrjfolder\Main Grid.ElmNet\Terminal(6).ElmTerm | Network Model.IntPrjfolder\Network Data.IntPrjfolder\Main Grid.ElmNet\Terminal(6).ElmTerm | Network Model.IntPrjfolder\Network Data.IntPrjfolder\Main Grid.ElmNet\CB KOTA.ElmCoup | 1 | 3 | 0 | 1 | 2 | abc
Cub_2 | Network Model.IntPrjfolder\Network Data.IntPrjfolder\Main Grid.ElmNet\Terminal(6).ElmTerm\Cub_2.StaCubic | Network Model.IntPrjfolder\Network Data.IntPrjfolder\Main Grid.ElmNet\Terminal(6).ElmTerm | Network Model.IntPrjfolder\Network Data.IntPrjfolder\Main Grid.ElmNet\Terminal(6).ElmTerm | Network Model.IntPrjfolder\Network Data.IntPrjfolder\Main Grid.ElmNet\KOTA.ElmLne | 0 | 3 | 0 | 1 | 2 | abc
Cub_1 | Network Model.IntPrjfolder\Network Data.IntPrjfolder\Main Grid.ElmNet\Bus25.ElmTerm\Cub_1.StaCubic | Network Model.IntPrjfolder\Network Data.IntPrjfolder\Main Grid.ElmNet\Bus25.ElmTerm | Network Model.IntPrjfolder\Network Data.IntPrjfolder\Main Grid.ElmNet\Bus25.ElmTerm | Network Model.IntPrjfolder\Network Data.IntPrjfolder\Main Grid.ElmNet\Line1.ElmLne | 1 | 3 | 0 | 1 | 2 | abc
Cub_2 | Network Model.IntPrjfolder\Network Data.IntPrjfolder\Main Grid.ElmNet\Bus25.ElmTerm\Cub_2.StaCubic | Network Model.IntPrjfolder\Network Data.IntPrjfolder\Main Grid.ElmNet\Bus25.ElmTerm | Network Model.IntPrjfolder\Network Data.IntPrjfolder\Main Grid.ElmNet\Bus25.ElmTerm | Network Model.IntPrjfolder\Network Data.IntPrjfolder\Main Grid.ElmNet\Line85.ElmLne | 0 | 3 | 0 | 1 | 2 | abc
Cub_3 | Network Model.IntPrjfolder\Network Data.IntPrjfolder\Main Grid.ElmNet\Bus25.ElmTerm\Cub_3.StaCubic | Network Model.IntPrjfolder\Network Data.IntPrjfolder\Main Grid.ElmNet\Bus25.ElmTerm | Network Model.IntPrjfolder\Network Data.IntPrjfolder\Main Grid.ElmNet\Bus25.ElmTerm | Network Model.IntPrjfolder\Network Data.IntPrjfolder\Main Grid.ElmNet\Line4.ElmLne | 0 | 3 | 0 | 1 | 2 | abc
Cub_1 | Network Model.IntPrjfolder\Network Data.IntPrjfolder\Main Grid.ElmNet\Bus188.ElmTerm\Cub_1.StaCubic | Network Model.IntPrjfolder\Network Data.IntPrjfolder\Main Grid.ElmNet\Bus188.ElmTerm | Network Model.IntPrjfolder\Network Data.IntPrjfolder\Main Grid.ElmNet\Bus188.ElmTerm | Network Model.IntPrjfolder\Network Data.IntPrjfolder\Main Grid.ElmNet\Line85.ElmLne | 1 | 3 | 0 | 1 | 2 | abc
Cub_2 | Network Model.IntPrjfolder\Network Data.IntPrjfolder\Main Grid.ElmNet\Bus188.ElmTerm\Cub_2.StaCubic | Network Model.IntPrjfolder\Network Data.IntPrjfolder\Main Grid.ElmNet\Bus188.ElmTerm | Network Model.IntPrjfolder\Network Data.IntPrjfolder\Main Grid.ElmNet\Bus188.ElmTerm | Network Model.IntPrjfolder\Network Data.IntPrjfolder\Main Grid.ElmNet\Line87.ElmLne | 0 | 3 | 0 | 1 | 2 | abc
Cub_3 | Network Model.IntPrjfolder\Network Data.IntPrjfolder\Main Grid.ElmNet\Bus188.ElmTerm\Cub_3.StaCubic | Network Model.IntPrjfolder\Network Data.IntPrjfolder\Main Grid.ElmNet\Bus188.ElmTerm | Network Model.IntPrjfolder\Network Data.IntPrjfolder\Main Grid.ElmNet\Bus188.ElmTerm | Network Model.IntPrjfolder\Network Data.IntPrjfolder\Main Grid.ElmNet\0014.ElmTr2 | 0 | 3 | 0 | 1 | 2 | abc
Cub_1 | Network Model.IntPrjfolder\Network Data.IntPrjfolder\Main Grid.ElmNet\Bus192.ElmTerm\Cub_1.StaCubic | Network Model.IntPrjfolder\Network Data.IntPrjfolder\Main Grid.ElmNet\Bus192.ElmTerm | Network Model.IntPrjfolder\Network Data.IntPrjfolder\Main Grid.ElmNet\Bus192.ElmTerm | Network Model.IntPrjfolder\Network Data.IntPrjfolder\Main Grid.ElmNet\Line87.ElmLne | 1 | 3 | 0 | 1 | 2 | abc
Cub_2 | Network Model.IntPrjfolder\Network Data.IntPrjfolder\Main Grid.ElmNet\Bus192.ElmTerm\Cub_2.StaCubic | Network Model.IntPrjfolder\Network Data.IntPrjfolder\Main Grid.ElmNet\Bus192.ElmTerm | Network Model.IntPrjfolder\Network Data.IntPrjfolder\Main Grid.ElmNet\Bus192.ElmTerm | Network Model.IntPrjfolder\Network Data.IntPrjfolder\Main Grid.ElmNet\0015.ElmTr2 | 0 | 3 | 0 | 1 | 2 | abc
Cub_1 | Network Model.IntPrjfolder\Network Data.IntPrjfolder\Main Grid.ElmNet\Bus187.ElmTerm\Cub_1.StaCubic | Network Model.IntPrjfolder\Network Data.IntPrjfolder\Main Grid.ElmNet\Bus187.ElmTerm | Network Model.IntPrjfolder\Network Data.IntPrjfolder\Main Grid.ElmNet\Bus187.ElmTerm | Network Model.IntPrjfolder\Network Data.IntPrjfolder\Main Grid.ElmNet\0014.ElmTr2 | 1 | 3 | 0 | 1 | 2 | abc
Cub_2 | Network Model.IntPrjfolder\Network Data.IntPrjfolder\Main Grid.ElmNet\Bus187.ElmTerm\Cub_2.StaCubic | Network Model.IntPrjfolder\Network Data.IntPrjfolder\Main Grid.ElmNet\Bus187.ElmTerm | Network Model.IntPrjfolder\Network Data.IntPrjfolder\Main Grid.ElmNet\Bus187.ElmTerm | Network Model.IntPrjfolder\Network Data.IntPrjfolder\Main Grid.ElmNet\ND0014.ElmLod | 0 | 3 | 0 | 1 | 2 | abc
Cub_1 | Network Model.IntPrjfolder\Network Data.IntPrjfolder\Main Grid.ElmNet\Bus191.ElmTerm\Cub_1.StaCubic | Network Model.IntPrjfolder\Network Data.IntPrjfolder\Main Grid.ElmNet\Bus191.ElmTerm | Network Model.IntPrjfolder\Network Data.IntPrjfolder\Main Grid.ElmNet\Bus191.ElmTerm | Network Model.IntPrjfolder\Network Data.IntPrjfolder\Main Grid.ElmNet\0015.ElmTr2 | 1 | 3 | 0 | 1 | 2 | abc
Cub_2 | Network Model.IntPrjfolder\Network Data.IntPrjfolder\Main Grid.ElmNet\Bus191.ElmTerm\Cub_2.StaCubic | Network Model.IntPrjfolder\Network Data.IntPrjfolder\Main Grid.ElmNet\Bus191.ElmTerm | Network Model.IntPrjfolder\Network Data.IntPrjfolder\Main Grid.ElmNet\Bus191.ElmTerm | Network Model.IntPrjfolder\Network Data.IntPrjfolder\Main Grid.ElmNet\ND0015.ElmLod | 0 | 3 | 0 | 1 | 2 | abc
Cub_1 | Network Model.IntPrjfolder\Network Data.IntPrjfolder\Main Grid.ElmNet\Bus27.ElmTerm\Cub_1.StaCubic | Network Model.IntPrjfolder\Network Data.IntPrjfolder\Main Grid.ElmNet\Bus27.ElmTerm | Network Model.IntPrjfolder\Network Data.IntPrjfolder\Main Grid.ElmNet\Bus27.ElmTerm | Network Model.IntPrjfolder\Network Data.IntPrjfolder\Main Grid.ElmNet\Line4.ElmLne | 1 | 3 | 0 | 1 | 2 | abc
Cub_2 | Network Model.IntPrjfolder\Network Data.IntPrjfolder\Main Grid.ElmNet\Bus27.ElmTerm\Cub_2.StaCubic | Network Model.IntPrjfolder\Network Data.IntPrjfolder\Main Grid.ElmNet\Bus27.ElmTerm | Network Model.IntPrjfolder\Network Data.IntPrjfolder\Main Grid.ElmNet\Bus27.ElmTerm | Network Model.IntPrjfolder\Network Data.IntPrjfolder\Main Grid.ElmNet\0016.ElmTr2 | 0 | 3 | 0 | 1 | 2 | abc
Cub_3 | Network Model.IntPrjfolder\Network Data.IntPrjfolder\Main Grid.ElmNet\Bus27.ElmTerm\Cub_3.StaCubic | Network Model.IntPrjfolder\Network Data.IntPrjfolder\Main Grid.ElmNet\Bus27.ElmTerm | Network Model.IntPrjfolder\Network Data.IntPrjfolder\Main Grid.ElmNet\Bus27.ElmTerm | Network Model.IntPrjfolder\Network Data.IntPrjfolder\Main Grid.ElmNet\Line6.ElmLne | 0 | 3 | 0 | 1 | 2 | abc
Cub_1 | Network Model.IntPrjfolder\Network Data.IntPrjfolder\Main Grid.ElmNet\Bus29.ElmTerm\Cub_1.StaCubic | Network Model.IntPrjfolder\Network Data.IntPrjfolder\Main Grid.ElmNet\Bus29.ElmTerm | Network Model.IntPrjfolder\Network Data.IntPrjfolder\Main Grid.ElmNet\Bus29.ElmTerm | Network Model.IntPrjfolder\Network Data.IntPrjfolder\Main Grid.ElmNet\0016.ElmTr2 | 1 | 3 | 0 | 1 | 2 | abc
Cub_2 | Network Model.IntPrjfolder\Network Data.IntPrjfolder\Main Grid.ElmNet\Bus29.ElmTerm\Cub_2.StaCubic | Network Model.IntPrjfolder\Network Data.IntPrjfolder\Main Grid.ElmNet\Bus29.ElmTerm | Network Model.IntPrjfolder\Network Data.IntPrjfolder\Main Grid.ElmNet\Bus29.ElmTerm | Network Model.IntPrjfolder\Network Data.IntPrjfolder\Main Grid.ElmNet\ND0016.ElmLod | 0 | 3 | 0 | 1 | 2 | abc
Cub_1 | Network Model.IntPrjfolder\Network Data.IntPrjfolder\Main Grid.ElmNet\Bus31.ElmTerm\Cub_1.StaCubic | Network Model.IntPrjfolder\Network Data.IntPrjfolder\Main Grid.ElmNet\Bus31.ElmTerm | Network Model.IntPrjfolder\Network Data.IntPrjfolder\Main Grid.ElmNet\Bus31.ElmTerm | Network Model.IntPrjfolder\Network Data.IntPrjfolder\Main Grid.ElmNet\Line6.ElmLne | 1 | 3 | 0 | 1 | 2 | abc
Cub_2 | Network Model.IntPrjfolder\Network Data.IntPrjfolder\Main Grid.ElmNet\Bus31.ElmTerm\Cub_2.StaCubic | Network Model.IntPrjfolder\Network Data.IntPrjfolder\Main Grid.ElmNet\Bus31.ElmTerm | Network Model.IntPrjfolder\Network Data.IntPrjfolder\Main Grid.ElmNet\Bus31.ElmTerm | Network Model.IntPrjfolder\Network Data.IntPrjfolder\Main Grid.ElmNet\0083.ElmTr2 | 0 | 3 | 0 | 1 | 2 | abc
Cub_3 | Network Model.IntPrjfolder\Network Data.IntPrjfolder\Main Grid.ElmNet\Bus31.ElmTerm\Cub_3.StaCubic | Network Model.IntPrjfolder\Network Data.IntPrjfolder\Main Grid.ElmNet\Bus31.ElmTerm | Network Model.IntPrjfolder\Network Data.IntPrjfolder\Main Grid.ElmNet\Bus31.ElmTerm | Network Model.IntPrjfolder\Network Data.IntPrjfolder\Main Grid.ElmNet\Line10.ElmLne | 0 | 3 | 0 | 1 | 2 | abc
Cub_1 | Network Model.IntPrjfolder\Network Data.IntPrjfolder\Main Grid.ElmNet\Bus30.ElmTerm\Cub_1.StaCubic | Network Model.IntPrjfolder\Network Data.IntPrjfolder\Main Grid.ElmNet\Bus30.ElmTerm | Network Model.IntPrjfolder\Network Data.IntPrjfolder\Main Grid.ElmNet\Bus30.ElmTerm | Network Model.IntPrjfolder\Network Data.IntPrjfolder\Main Grid.ElmNet\0083.ElmTr2 | 1 | 3 | 0 | 1 | 2 | abc
Cub_2 | Network Model.IntPrjfolder\Network Data.IntPrjfolder\Main Grid.ElmNet\Bus30.ElmTerm\Cub_2.StaCubic | Network Model.IntPrjfolder\Network Data.IntPrjfolder\Main Grid.ElmNet\Bus30.ElmTerm | Network Model.IntPrjfolder\Network Data.IntPrjfolder\Main Grid.ElmNet\Bus30.ElmTerm | Network Model.IntPrjfolder\Network Data.IntPrjfolder\Main Grid.ElmNet\ND0083.ElmLod | 0 | 3 | 0 | 1 | 2 | abc
Cub_1 | Network Model.IntPrjfolder\Network Data.IntPrjfolder\Main Grid.ElmNet\Terminal(7).ElmTerm\Cub_1.StaCubic | Network Model.IntPrjfolder\Network Data.IntPrjfolder\Main Grid.ElmNet\Terminal(7).ElmTerm | Network Model.IntPrjfolder\Network Data.IntPrjfolder\Main Grid.ElmNet\Terminal(7).ElmTerm | Network Model.IntPrjfolder\Network Data.IntPrjfolder\Main Grid.ElmNet\Line10.ElmLne | 1 | 3 | 0 | 1 | 2 | abc
Cub_2 | Network Model.IntPrjfolder\Network Data.IntPrjfolder\Main Grid.ElmNet\Terminal(7).ElmTerm\Cub_2.StaCubic | Network Model.IntPrjfolder\Network Data.IntPrjfolder\Main Grid.ElmNet\Terminal(7).ElmTerm | Network Model.IntPrjfolder\Network Data.IntPrjfolder\Main Grid.ElmNet\Terminal(7).ElmTerm | Network Model.IntPrjfolder\Network Data.IntPrjfolder\Main Grid.ElmNet\LBSM PATEKEN.ElmCoup | 0 | 3 | 0 | 1 | 2 | abc
Cub_1 | Network Model.IntPrjfolder\Network Data.IntPrjfolder\Main Grid.ElmNet\Bus42.ElmTerm\Cub_1.StaCubic | Network Model.IntPrjfolder\Network Data.IntPrjfolder\Main Grid.ElmNet\Bus42.ElmTerm | Network Model.IntPrjfolder\Network Data.IntPrjfolder\Main Grid.ElmNet\Bus42.ElmTerm | Network Model.IntPrjfolder\Network Data.IntPrjfolder\Main Grid.ElmNet\LBSM PATEKEN.ElmCoup | 1 | 3 | 0 | 1 | 2 | abc
Cub_2 | Network Model.IntPrjfolder\Network Data.IntPrjfolder\Main Grid.ElmNet\Bus42.ElmTerm\Cub_2.StaCubic | Network Model.IntPrjfolder\Network Data.IntPrjfolder\Main Grid.ElmNet\Bus42.ElmTerm | Network Model.IntPrjfolder\Network Data.IntPrjfolder\Main Grid.ElmNet\Bus42.ElmTerm | Network Model.IntPrjfolder\Network Data.IntPrjfolder\Main Grid.ElmNet\Line89.ElmLne | 0 | 3 | 0 | 1 | 2 | abc
Cub_1 | Network Model.IntPrjfolder\Network Data.IntPrjfolder\Main Grid.ElmNet\Bus194.ElmTerm\Cub_1.StaCubic | Network Model.IntPrjfolder\Network Data.IntPrjfolder\Main Grid.ElmNet\Bus194.ElmTerm | Network Model.IntPrjfolder\Network Data.IntPrjfolder\Main Grid.ElmNet\Bus194.ElmTerm | Network Model.IntPrjfolder\Network Data.IntPrjfolder\Main Grid.ElmNet\Line89.ElmLne | 1 | 3 | 0 | 1 | 2 | abc
Cub_2 | Network Model.IntPrjfolder\Network Data.IntPrjfolder\Main Grid.ElmNet\Bus194.ElmTerm\Cub_2.StaCubic | Network Model.IntPrjfolder\Network Data.IntPrjfolder\Main Grid.ElmNet\Bus194.ElmTerm | Network Model.IntPrjfolder\Network Data.IntPrjfolder\Main Grid.ElmNet\Bus194.ElmTerm | Network Model.IntPrjfolder\Network Data.IntPrjfolder\Main Grid.ElmNet\0017.ElmTr2 | 0 | 3 | 0 | 1 | 2 | abc
Cub_3 | Network Model.IntPrjfolder\Network Data.IntPrjfolder\Main Grid.ElmNet\Bus194.ElmTerm\Cub_3.StaCubic | Network Model.IntPrjfolder\Network Data.IntPrjfolder\Main Grid.ElmNet\Bus194.ElmTerm | Network Model.IntPrjfolder\Network Data.IntPrjfolder\Main Grid.ElmNet\Bus194.ElmTerm | Network Model.IntPrjfolder\Network Data.IntPrjfolder\Main Grid.ElmNet\Line12.ElmLne | 0 | 3 | 0 | 1 | 2 | abc
Cub_1 | Network Model.IntPrjfolder\Network Data.IntPrjfolder\Main Grid.ElmNet\Bus195.ElmTerm\Cub_1.StaCubic | Network Model.IntPrjfolder\Network Data.IntPrjfolder\Main Grid.ElmNet\Bus195.ElmTerm | Network Model.IntPrjfolder\Network Data.IntPrjfolder\Main Grid.ElmNet\Bus195.ElmTerm | Network Model.IntPrjfolder\Network Data.IntPrjfolder\Main Grid.ElmNet\0017.ElmTr2 | 1 | 3 | 0 | 1 | 2 | abc
Cub_2 | Network Model.IntPrjfolder\Network Data.IntPrjfolder\Main Grid.ElmNet\Bus195.ElmTerm\Cub_2.StaCubic | Network Model.IntPrjfolder\Network Data.IntPrjfolder\Main Grid.ElmNet\Bus195.ElmTerm | Network Model.IntPrjfolder\Network Data.IntPrjfolder\Main Grid.ElmNet\Bus195.ElmTerm | Network Model.IntPrjfolder\Network Data.IntPrjfolder\Main Grid.ElmNet\ND0017.ElmLod | 0 | 3 | 0 | 1 | 2 | abc
Cub_1 | Network Model.IntPrjfolder\Network Data.IntPrjfolder\Main Grid.ElmNet\Bus41.ElmTerm\Cub_1.StaCubic | Network Model.IntPrjfolder\Network Data.IntPrjfolder\Main Grid.ElmNet\Bus41.ElmTerm | Network Model.IntPrjfolder\Network Data.IntPrjfolder\Main Grid.ElmNet\Bus41.ElmTerm | Network Model.IntPrjfolder\Network Data.IntPrjfolder\Main Grid.ElmNet\Line12.ElmLne | 1 | 3 | 0 | 1 | 2 | abc
Cub_2 | Network Model.IntPrjfolder\Network Data.IntPrjfolder\Main Grid.ElmNet\Bus41.ElmTerm\Cub_2.StaCubic | Network Model.IntPrjfolder\Network Data.IntPrjfolder\Main Grid.ElmNet\Bus41.ElmTerm | Network Model.IntPrjfolder\Network Data.IntPrjfolder\Main Grid.ElmNet\Bus41.ElmTerm | Network Model.IntPrjfolder\Network Data.IntPrjfolder\Main Grid.ElmNet\0018.ElmTr2 | 0 | 3 | 0 | 1 | 2 | abc
Cub_3 | Network Model.IntPrjfolder\Network Data.IntPrjfolder\Main Grid.ElmNet\Bus41.ElmTerm\Cub_3.StaCubic | Network Model.IntPrjfolder\Network Data.IntPrjfolder\Main Grid.ElmNet\Bus41.ElmTerm | Network Model.IntPrjfolder\Network Data.IntPrjfolder\Main Grid.ElmNet\Bus41.ElmTerm | Network Model.IntPrjfolder\Network Data.IntPrjfolder\Main Grid.ElmNet\Line14.ElmLne | 0 | 3 | 0 | 1 | 2 | abc
Cub_1 | Network Model.IntPrjfolder\Network Data.IntPrjfolder\Main Grid.ElmNet\Bus40.ElmTerm\Cub_1.StaCubic | Network Model.IntPrjfolder\Network Data.IntPrjfolder\Main Grid.ElmNet\Bus40.ElmTerm | Network Model.IntPrjfolder\Network Data.IntPrjfolder\Main Grid.ElmNet\Bus40.ElmTerm | Network Model.IntPrjfolder\Network Data.IntPrjfolder\Main Grid.ElmNet\0018.ElmTr2 | 1 | 3 | 0 | 1 | 2 | abc
Cub_2 | Network Model.IntPrjfolder\Network Data.IntPrjfolder\Main Grid.ElmNet\Bus40.ElmTerm\Cub_2.StaCubic | Network Model.IntPrjfolder\Network Data.IntPrjfolder\Main Grid.ElmNet\Bus40.ElmTerm | Network Model.IntPrjfolder\Network Data.IntPrjfolder\Main Grid.ElmNet\Bus40.ElmTerm | Network Model.IntPrjfolder\Network Data.IntPrjfolder\Main Grid.ElmNet\ND0018.ElmLod | 0 | 3 | 0 | 1 | 2 | abc
Cub_1 | Network Model.IntPrjfolder\Network Data.IntPrjfolder\Main Grid.ElmNet\Bus198.ElmTerm\Cub_1.StaCubic | Network Model.IntPrjfolder\Network Data.IntPrjfolder\Main Grid.ElmNet\Bus198.ElmTerm | Network Model.IntPrjfolder\Network Data.IntPrjfolder\Main Grid.ElmNet\Bus198.ElmTerm | Network Model.IntPrjfolder\Network Data.IntPrjfolder\Main Grid.ElmNet\Line14.ElmLne | 1 | 3 | 0 | 1 | 2 | abc
Cub_2 | Network Model.IntPrjfolder\Network Data.IntPrjfolder\Main Grid.ElmNet\Bus198.ElmTerm\Cub_2.StaCubic | Network Model.IntPrjfolder\Network Data.IntPrjfolder\Main Grid.ElmNet\Bus198.ElmTerm | Network Model.IntPrjfolder\Network Data.IntPrjfolder\Main Grid.ElmNet\Bus198.ElmTerm | Network Model.IntPrjfolder\Network Data.IntPrjfolder\Main Grid.ElmNet\0019.ElmTr2 | 0 | 3 | 0 | 1 | 2 | abc
Cub_3 | Network Model.IntPrjfolder\Network Data.IntPrjfolder\Main Grid.ElmNet\Bus198.ElmTerm\Cub_3.StaCubic | Network Model.IntPrjfolder\Network Data.IntPrjfolder\Main Grid.ElmNet\Bus198.ElmTerm | Network Model.IntPrjfolder\Network Data.IntPrjfolder\Main Grid.ElmNet\Bus198.ElmTerm | Network Model.IntPrjfolder\Network Data.IntPrjfolder\Main Grid.ElmNet\Line91.ElmLne | 0 | 3 | 0 | 1 | 2 | abc
Cub_1 | Network Model.IntPrjfolder\Network Data.IntPrjfolder\Main Grid.ElmNet\Bus197.ElmTerm\Cub_1.StaCubic | Network Model.IntPrjfolder\Network Data.IntPrjfolder\Main Grid.ElmNet\Bus197.ElmTerm | Network Model.IntPrjfolder\Network Data.IntPrjfolder\Main Grid.ElmNet\Bus197.ElmTerm | Network Model.IntPrjfolder\Network Data.IntPrjfolder\Main Grid.ElmNet\0019.ElmTr2 | 1 | 3 | 0 | 1 | 2 | abc
Cub_2 | Network Model.IntPrjfolder\Network Data.IntPrjfolder\Main Grid.ElmNet\Bus197.ElmTerm\Cub_2.StaCubic | Network Model.IntPrjfolder\Network Data.IntPrjfolder\Main Grid.ElmNet\Bus197.ElmTerm | Network Model.IntPrjfolder\Network Data.IntPrjfolder\Main Grid.ElmNet\Bus197.ElmTerm | Network Model.IntPrjfolder\Network Data.IntPrjfolder\Main Grid.ElmNet\ND0019.ElmLod | 0 | 3 | 0 | 1 | 2 | abc
Cub_1 | Network Model.IntPrjfolder\Network Data.IntPrjfolder\Main Grid.ElmNet\Bus43.ElmTerm\Cub_1.StaCubic | Network Model.IntPrjfolder\Network Data.IntPrjfolder\Main Grid.ElmNet\Bus43.ElmTerm | Network Model.IntPrjfolder\Network Data.IntPrjfolder\Main Grid.ElmNet\Bus43.ElmTerm | Network Model.IntPrjfolder\Network Data.IntPrjfolder\Main Grid.ElmNet\Line91.ElmLne | 1 | 3 | 0 | 1 | 2 | abc
Cub_2 | Network Model.IntPrjfolder\Network Data.IntPrjfolder\Main Grid.ElmNet\Bus43.ElmTerm\Cub_2.StaCubic | Network Model.IntPrjfolder\Network Data.IntPrjfolder\Main Grid.ElmNet\Bus43.ElmTerm | Network Model.IntPrjfolder\Network Data.IntPrjfolder\Main Grid.ElmNet\Bus43.ElmTerm | Network Model.IntPrjfolder\Network Data.IntPrjfolder\Main Grid.ElmNet\Line16.ElmLne | 0 | 3 | 0 | 1 | 2 | abc
Cub_3 | Network Model.IntPrjfolder\Network Data.IntPrjfolder\Main Grid.ElmNet\Bus43.ElmTerm\Cub_3.StaCubic | Network Model.IntPrjfolder\Network Data.IntPrjfolder\Main Grid.ElmNet\Bus43.ElmTerm | Network Model.IntPrjfolder\Network Data.IntPrjfolder\Main Grid.ElmNet\Bus43.ElmTerm | Network Model.IntPrjfolder\Network Data.IntPrjfolder\Main Grid.ElmNet\Line24.ElmLne | 0 | 3 | 0 | 1 | 2 | abc
Cub_1 | Network Model.IntPrjfolder\Network Data.IntPrjfolder\Main Grid.ElmNet\Bus49.ElmTerm\Cub_1.StaCubic | Network Model.IntPrjfolder\Network Data.IntPrjfolder\Main Grid.ElmNet\Bus49.ElmTerm | Network Model.IntPrjfolder\Network Data.IntPrjfolder\Main Grid.ElmNet\Bus49.ElmTerm | Network Model.IntPrjfolder\Network Data.IntPrjfolder\Main Grid.ElmNet\Line16.ElmLne | 1 | 3 | 0 | 1 | 2 | abc
Cub_2 | Network Model.IntPrjfolder\Network Data.IntPrjfolder\Main Grid.ElmNet\Bus49.ElmTerm\Cub_2.StaCubic | Network Model.IntPrjfolder\Network Data.IntPrjfolder\Main Grid.ElmNet\Bus49.ElmTerm | Network Model.IntPrjfolder\Network Data.IntPrjfolder\Main Grid.ElmNet\Bus49.ElmTerm | Network Model.IntPrjfolder\Network Data.IntPrjfolder\Main Grid.ElmNet\Line18.ElmLne | 0 | 3 | 0 | 1 | 2 | abc
Cub_3 | Network Model.IntPrjfolder\Network Data.IntPrjfolder\Main Grid.ElmNet\Bus49.ElmTerm\Cub_3.StaCubic | Network Model.IntPrjfolder\Network Data.IntPrjfolder\Main Grid.ElmNet\Bus49.ElmTerm | Network Model.IntPrjfolder\Network Data.IntPrjfolder\Main Grid.ElmNet\Bus49.ElmTerm | Network Model.IntPrjfolder\Network Data.IntPrjfolder\Main Grid.ElmNet\0028.ElmTr2 | 0 | 3 | 0 | 1 | 2 | abc
Cub_1 | Network Model.IntPrjfolder\Network Data.IntPrjfolder\Main Grid.ElmNet\Bus50.ElmTerm\Cub_1.StaCubic | Network Model.IntPrjfolder\Network Data.IntPrjfolder\Main Grid.ElmNet\Bus50.ElmTerm | Network Model.IntPrjfolder\Network Data.IntPrjfolder\Main Grid.ElmNet\Bus50.ElmTerm | Network Model.IntPrjfolder\Network Data.IntPrjfolder\Main Grid.ElmNet\Line18.ElmLne | 1 | 3 | 0 | 1 | 2 | abc
Cub_2 | Network Model.IntPrjfolder\Network Data.IntPrjfolder\Main Grid.ElmNet\Bus50.ElmTerm\Cub_2.StaCubic | Network Model.IntPrjfolder\Network Data.IntPrjfolder\Main Grid.ElmNet\Bus50.ElmTerm | Network Model.IntPrjfolder\Network Data.IntPrjfolder\Main Grid.ElmNet\Bus50.ElmTerm | Network Model.IntPrjfolder\Network Data.IntPrjfolder\Main Grid.ElmNet\Line95.ElmLne | 0 | 3 | 0 | 1 | 2 | abc
Cub_3 | Network Model.IntPrjfolder\Network Data.IntPrjfolder\Main Grid.ElmNet\Bus50.ElmTerm\Cub_3.StaCubic | Network Model.IntPrjfolder\Network Data.IntPrjfolder\Main Grid.ElmNet\Bus50.ElmTerm | Network Model.IntPrjfolder\Network Data.IntPrjfolder\Main Grid.ElmNet\Bus50.ElmTerm | Network Model.IntPrjfolder\Network Data.IntPrjfolder\Main Grid.ElmNet\Line93.ElmLne | 0 | 3 | 0 | 1 | 2 | abc
Cub_1 | Network Model.IntPrjfolder\Network Data.IntPrjfolder\Main Grid.ElmNet\Bus202.ElmTerm\Cub_1.StaCubic | Network Model.IntPrjfolder\Network Data.IntPrjfolder\Main Grid.ElmNet\Bus202.ElmTerm | Network Model.IntPrjfolder\Network Data.IntPrjfolder\Main Grid.ElmNet\Bus202.ElmTerm | Network Model.IntPrjfolder\Network Data.IntPrjfolder\Main Grid.ElmNet\Line95.ElmLne | 1 | 3 | 0 | 1 | 2 | abc
Cub_2 | Network Model.IntPrjfolder\Network Data.IntPrjfolder\Main Grid.ElmNet\Bus202.ElmTerm\Cub_2.StaCubic | Network Model.IntPrjfolder\Network Data.IntPrjfolder\Main Grid.ElmNet\Bus202.ElmTerm | Network Model.IntPrjfolder\Network Data.IntPrjfolder\Main Grid.ElmNet\Bus202.ElmTerm | Network Model.IntPrjfolder\Network Data.IntPrjfolder\Main Grid.ElmNet\Line97.ElmLne | 0 | 3 | 0 | 1 | 2 | abc
Cub_3 | Network Model.IntPrjfolder\Network Data.IntPrjfolder\Main Grid.ElmNet\Bus202.ElmTerm\Cub_3.StaCubic | Network Model.IntPrjfolder\Network Data.IntPrjfolder\Main Grid.ElmNet\Bus202.ElmTerm | Network Model.IntPrjfolder\Network Data.IntPrjfolder\Main Grid.ElmNet\Bus202.ElmTerm | Network Model.IntPrjfolder\Network Data.IntPrjfolder\Main Grid.ElmNet\0029.ElmTr2 | 0 | 3 | 0 | 1 | 2 | abc
Cub_1 | Network Model.IntPrjfolder\Network Data.IntPrjfolder\Main Grid.ElmNet\Bus205.ElmTerm\Cub_1.StaCubic | Network Model.IntPrjfolder\Network Data.IntPrjfolder\Main Grid.ElmNet\Bus205.ElmTerm | Network Model.IntPrjfolder\Network Data.IntPrjfolder\Main Grid.ElmNet\Bus205.ElmTerm | Network Model.IntPrjfolder\Network Data.IntPrjfolder\Main Grid.ElmNet\Line97.ElmLne | 1 | 3 | 0 | 1 | 2 | abc
Cub_2 | Network Model.IntPrjfolder\Network Data.IntPrjfolder\Main Grid.ElmNet\Bus205.ElmTerm\Cub_2.StaCubic | Network Model.IntPrjfolder\Network Data.IntPrjfolder\Main Grid.ElmNet\Bus205.ElmTerm | Network Model.IntPrjfolder\Network Data.IntPrjfolder\Main Grid.ElmNet\Bus205.ElmTerm | Network Model.IntPrjfolder\Network Data.IntPrjfolder\Main Grid.ElmNet\0030.ElmTr2 | 0 | 3 | 0 | 1 | 2 | abc
Cub_1 | Network Model.IntPrjfolder\Network Data.IntPrjfolder\Main Grid.ElmNet\Bus201.ElmTerm\Cub_1.StaCubic | Network Model.IntPrjfolder\Network Data.IntPrjfolder\Main Grid.ElmNet\Bus201.ElmTerm | Network Model.IntPrjfolder\Network Data.IntPrjfolder\Main Grid.ElmNet\Bus201.ElmTerm | Network Model.IntPrjfolder\Network Data.IntPrjfolder\Main Grid.ElmNet\Line93.ElmLne | 1 | 3 | 0 | 1 | 2 | abc
Cub_2 | Network Model.IntPrjfolder\Network Data.IntPrjfolder\Main Grid.ElmNet\Bus201.ElmTerm\Cub_2.StaCubic | Network Model.IntPrjfolder\Network Data.IntPrjfolder\Main Grid.ElmNet\Bus201.ElmTerm | Network Model.IntPrjfolder\Network Data.IntPrjfolder\Main Grid.ElmNet\Bus201.ElmTerm | Network Model.IntPrjfolder\Network Data.IntPrjfolder\Main Grid.ElmNet\0079.ElmTr2 | 0 | 3 | 0 | 1 | 2 | abc
Cub_1 | Network Model.IntPrjfolder\Network Data.IntPrjfolder\Main Grid.ElmNet\Bus45.ElmTerm\Cub_1.StaCubic | Network Model.IntPrjfolder\Network Data.IntPrjfolder\Main Grid.ElmNet\Bus45.ElmTerm | Network Model.IntPrjfolder\Network Data.IntPrjfolder\Main Grid.ElmNet\Bus45.ElmTerm | Network Model.IntPrjfolder\Network Data.IntPrjfolder\Main Grid.ElmNet\0028.ElmTr2 | 1 | 3 | 0 | 1 | 2 | abc
Cub_2 | Network Model.IntPrjfolder\Network Data.IntPrjfolder\Main Grid.ElmNet\Bus45.ElmTerm\Cub_2.StaCubic | Network Model.IntPrjfolder\Network Data.IntPrjfolder\Main Grid.ElmNet\Bus45.ElmTerm | Network Model.IntPrjfolder\Network Data.IntPrjfolder\Main Grid.ElmNet\Bus45.ElmTerm | Network Model.IntPrjfolder\Network Data.IntPrjfolder\Main Grid.ElmNet\ND0028.ElmLod | 0 | 3 | 0 | 1 | 2 | abc
Cub_1 | Network Model.IntPrjfolder\Network Data.IntPrjfolder\Main Grid.ElmNet\Bus47.ElmTerm\Cub_1.StaCubic | Network Model.IntPrjfolder\Network Data.IntPrjfolder\Main Grid.ElmNet\Bus47.ElmTerm | Network Model.IntPrjfolder\Network Data.IntPrjfolder\Main Grid.ElmNet\Bus47.ElmTerm | Network Model.IntPrjfolder\Network Data.IntPrjfolder\Main Grid.ElmNet\0079.ElmTr2 | 1 | 3 | 0 | 1 | 2 | abc
Cub_2 | Network Model.IntPrjfolder\Network Data.IntPrjfolder\Main Grid.ElmNet\Bus47.ElmTerm\Cub_2.StaCubic | Network Model.IntPrjfolder\Network Data.IntPrjfolder\Main Grid.ElmNet\Bus47.ElmTerm | Network Model.IntPrjfolder\Network Data.IntPrjfolder\Main Grid.ElmNet\Bus47.ElmTerm | Network Model.IntPrjfolder\Network Data.IntPrjfolder\Main Grid.ElmNet\ND0079.ElmLod | 0 | 3 | 0 | 1 | 2 | abc
Cub_1 | Network Model.IntPrjfolder\Network Data.IntPrjfolder\Main Grid.ElmNet\Bus200.ElmTerm\Cub_1.StaCubic | Network Model.IntPrjfolder\Network Data.IntPrjfolder\Main Grid.ElmNet\Bus200.ElmTerm | Network Model.IntPrjfolder\Network Data.IntPrjfolder\Main Grid.ElmNet\Bus200.ElmTerm | Network Model.IntPrjfolder\Network Data.IntPrjfolder\Main Grid.ElmNet\0029.ElmTr2 | 1 | 3 | 0 | 1 | 2 | abc
Cub_2 | Network Model.IntPrjfolder\Network Data.IntPrjfolder\Main Grid.ElmNet\Bus200.ElmTerm\Cub_2.StaCubic | Network Model.IntPrjfolder\Network Data.IntPrjfolder\Main Grid.ElmNet\Bus200.ElmTerm | Network Model.IntPrjfolder\Network Data.IntPrjfolder\Main Grid.ElmNet\Bus200.ElmTerm | Network Model.IntPrjfolder\Network Data.IntPrjfolder\Main Grid.ElmNet\ND0029.ElmLod | 0 | 3 | 0 | 1 | 2 | abc
Cub_1 | Network Model.IntPrjfolder\Network Data.IntPrjfolder\Main Grid.ElmNet\Bus204.ElmTerm\Cub_1.StaCubic | Network Model.IntPrjfolder\Network Data.IntPrjfolder\Main Grid.ElmNet\Bus204.ElmTerm | Network Model.IntPrjfolder\Network Data.IntPrjfolder\Main Grid.ElmNet\Bus204.ElmTerm | Network Model.IntPrjfolder\Network Data.IntPrjfolder\Main Grid.ElmNet\0030.ElmTr2 | 1 | 3 | 0 | 1 | 2 | abc
Cub_2 | Network Model.IntPrjfolder\Network Data.IntPrjfolder\Main Grid.ElmNet\Bus204.ElmTerm\Cub_2.StaCubic | Network Model.IntPrjfolder\Network Data.IntPrjfolder\Main Grid.ElmNet\Bus204.ElmTerm | Network Model.IntPrjfolder\Network Data.IntPrjfolder\Main Grid.ElmNet\Bus204.ElmTerm | Network Model.IntPrjfolder\Network Data.IntPrjfolder\Main Grid.ElmNet\ND0030.ElmLod | 0 | 3 | 0 | 1 | 2 | abc
Cub_1 | Network Model.IntPrjfolder\Network Data.IntPrjfolder\Main Grid.ElmNet\Bus63.ElmTerm\Cub_1.StaCubic | Network Model.IntPrjfolder\Network Data.IntPrjfolder\Main Grid.ElmNet\Bus63.ElmTerm | Network Model.IntPrjfolder\Network Data.IntPrjfolder\Main Grid.ElmNet\Bus63.ElmTerm | Network Model.IntPrjfolder\Network Data.IntPrjfolder\Main Grid.ElmNet\Line24.ElmLne | 1 | 3 | 0 | 1 | 2 | abc
Cub_2 | Network Model.IntPrjfolder\Network Data.IntPrjfolder\Main Grid.ElmNet\Bus63.ElmTerm\Cub_2.StaCubic | Network Model.IntPrjfolder\Network Data.IntPrjfolder\Main Grid.ElmNet\Bus63.ElmTerm | Network Model.IntPrjfolder\Network Data.IntPrjfolder\Main Grid.ElmNet\Bus63.ElmTerm | Network Model.IntPrjfolder\Network Data.IntPrjfolder\Main Grid.ElmNet\0020.ElmTr2 | 0 | 3 | 0 | 1 | 2 | abc
Cub_3 | Network Model.IntPrjfolder\Network Data.IntPrjfolder\Main Grid.ElmNet\Bus63.ElmTerm\Cub_3.StaCubic | Network Model.IntPrjfolder\Network Data.IntPrjfolder\Main Grid.ElmNet\Bus63.ElmTerm | Network Model.IntPrjfolder\Network Data.IntPrjfolder\Main Grid.ElmNet\Bus63.ElmTerm | Network Model.IntPrjfolder\Network Data.IntPrjfolder\Main Grid.ElmNet\Line26.ElmLne | 0 | 3 | 0 | 1 | 2 | abc
Cub_1 | Network Model.IntPrjfolder\Network Data.IntPrjfolder\Main Grid.ElmNet\Bus62.ElmTerm\Cub_1.StaCubic | Network Model.IntPrjfolder\Network Data.IntPrjfolder\Main Grid.ElmNet\Bus62.ElmTerm | Network Model.IntPrjfolder\Network Data.IntPrjfolder\Main Grid.ElmNet\Bus62.ElmTerm | Network Model.IntPrjfolder\Network Data.IntPrjfolder\Main Grid.ElmNet\0020.ElmTr2 | 1 | 3 | 0 | 1 | 2 | abc
Cub_2 | Network Model.IntPrjfolder\Network Data.IntPrjfolder\Main Grid.ElmNet\Bus62.ElmTerm\Cub_2.StaCubic | Network Model.IntPrjfolder\Network Data.IntPrjfolder\Main Grid.ElmNet\Bus62.ElmTerm | Network Model.IntPrjfolder\Network Data.IntPrjfolder\Main Grid.ElmNet\Bus62.ElmTerm | Network Model.IntPrjfolder\Network Data.IntPrjfolder\Main Grid.ElmNet\ND0020.ElmLod | 0 | 3 | 0 | 1 | 2 | abc
Cub_1 | Network Model.IntPrjfolder\Network Data.IntPrjfolder\Main Grid.ElmNet\Terminal(8).ElmTerm\Cub_1.StaCubic | Network Model.IntPrjfolder\Network Data.IntPrjfolder\Main Grid.ElmNet\Terminal(8).ElmTerm | Network Model.IntPrjfolder\Network Data.IntPrjfolder\Main Grid.ElmNet\Terminal(8).ElmTerm | Network Model.IntPrjfolder\Network Data.IntPrjfolder\Main Grid.ElmNet\Line26.ElmLne | 1 | 3 | 0 | 1 | 2 | abc
Cub_2 | Network Model.IntPrjfolder\Network Data.IntPrjfolder\Main Grid.ElmNet\Terminal(8).ElmTerm\Cub_2.StaCubic | Network Model.IntPrjfolder\Network Data.IntPrjfolder\Main Grid.ElmNet\Terminal(8).ElmTerm | Network Model.IntPrjfolder\Network Data.IntPrjfolder\Main Grid.ElmNet\Terminal(8).ElmTerm | Network Model.IntPrjfolder\Network Data.IntPrjfolder\Main Grid.ElmNet\LBS SAWAH DAYA.ElmCoup | 1 | 3 | 0 | 1 | 2 | abc
Cub_1 | Network Model.IntPrjfolder\Network Data.IntPrjfolder\Main Grid.ElmNet\Bus44.ElmTerm\Cub_1.StaCubic | Network Model.IntPrjfolder\Network Data.IntPrjfolder\Main Grid.ElmNet\Bus44.ElmTerm | Network Model.IntPrjfolder\Network Data.IntPrjfolder\Main Grid.ElmNet\Bus44.ElmTerm | Network Model.IntPrjfolder\Network Data.IntPrjfolder\Main Grid.ElmNet\LBS SAWAH DAYA.ElmCoup | 0 | 3 | 0 | 1 | 2 | abc
Cub_2 | Network Model.IntPrjfolder\Network Data.IntPrjfolder\Main Grid.ElmNet\Bus44.ElmTerm\Cub_2.StaCubic | Network Model.IntPrjfolder\Network Data.IntPrjfolder\Main Grid.ElmNet\Bus44.ElmTerm | Network Model.IntPrjfolder\Network Data.IntPrjfolder\Main Grid.ElmNet\Bus44.ElmTerm | Network Model.IntPrjfolder\Network Data.IntPrjfolder\Main Grid.ElmNet\Line99.ElmLne | 0 | 3 | 0 | 1 | 2 | abc
Cub_1 | Network Model.IntPrjfolder\Network Data.IntPrjfolder\Main Grid.ElmNet\Bus206.ElmTerm\Cub_1.StaCubic | Network Model.IntPrjfolder\Network Data.IntPrjfolder\Main Grid.ElmNet\Bus206.ElmTerm | Network Model.IntPrjfolder\Network Data.IntPrjfolder\Main Grid.ElmNet\Bus206.ElmTerm | Network Model.IntPrjfolder\Network Data.IntPrjfolder\Main Grid.ElmNet\Line99.ElmLne | 1 | 3 | 0 | 1 | 2 | abc
Cub_2 | Network Model.IntPrjfolder\Network Data.IntPrjfolder\Main Grid.ElmNet\Bus206.ElmTerm\Cub_2.StaCubic | Network Model.IntPrjfolder\Network Data.IntPrjfolder\Main Grid.ElmNet\Bus206.ElmTerm | Network Model.IntPrjfolder\Network Data.IntPrjfolder\Main Grid.ElmNet\Bus206.ElmTerm | Network Model.IntPrjfolder\Network Data.IntPrjfolder\Main Grid.ElmNet\0021.ElmTr2 | 0 | 3 | 0 | 1 | 2 | abc
Cub_3 | Network Model.IntPrjfolder\Network Data.IntPrjfolder\Main Grid.ElmNet\Bus206.ElmTerm\Cub_3.StaCubic | Network Model.IntPrjfolder\Network Data.IntPrjfolder\Main Grid.ElmNet\Bus206.ElmTerm | Network Model.IntPrjfolder\Network Data.IntPrjfolder\Main Grid.ElmNet\Bus206.ElmTerm | Network Model.IntPrjfolder\Network Data.IntPrjfolder\Main Grid.ElmNet\Line28.ElmLne | 0 | 3 | 0 | 1 | 2 | abc
Cub_1 | Network Model.IntPrjfolder\Network Data.IntPrjfolder\Main Grid.ElmNet\Bus66.ElmTerm\Cub_1.StaCubic | Network Model.IntPrjfolder\Network Data.IntPrjfolder\Main Grid.ElmNet\Bus66.ElmTerm | Network Model.IntPrjfolder\Network Data.IntPrjfolder\Main Grid.ElmNet\Bus66.ElmTerm | Network Model.IntPrjfolder\Network Data.IntPrjfolder\Main Grid.ElmNet\0021.ElmTr2 | 1 | 3 | 0 | 1 | 2 | abc
Cub_2 | Network Model.IntPrjfolder\Network Data.IntPrjfolder\Main Grid.ElmNet\Bus66.ElmTerm\Cub_2.StaCubic | Network Model.IntPrjfolder\Network Data.IntPrjfolder\Main Grid.ElmNet\Bus66.ElmTerm | Network Model.IntPrjfolder\Network Data.IntPrjfolder\Main Grid.ElmNet\Bus66.ElmTerm | Network Model.IntPrjfolder\Network Data.IntPrjfolder\Main Grid.ElmNet\ND0021.ElmLod | 0 | 3 | 0 | 1 | 2 | abc
Cub_1 | Network Model.IntPrjfolder\Network Data.IntPrjfolder\Main Grid.ElmNet\Bus71.ElmTerm\Cub_1.StaCubic | Network Model.IntPrjfolder\Network Data.IntPrjfolder\Main Grid.ElmNet\Bus71.ElmTerm | Network Model.IntPrjfolder\Network Data.IntPrjfolder\Main Grid.ElmNet\Bus71.ElmTerm | Network Model.IntPrjfolder\Network Data.IntPrjfolder\Main Grid.ElmNet\Line28.ElmLne | 1 | 3 | 0 | 1 | 2 | abc
Cub_2 | Network Model.IntPrjfolder\Network Data.IntPrjfolder\Main Grid.ElmNet\Bus71.ElmTerm\Cub_2.StaCubic | Network Model.IntPrjfolder\Network Data.IntPrjfolder\Main Grid.ElmNet\Bus71.ElmTerm | Network Model.IntPrjfolder\Network Data.IntPrjfolder\Main Grid.ElmNet\Bus71.ElmTerm | Network Model.IntPrjfolder\Network Data.IntPrjfolder\Main Grid.ElmNet\0022.ElmTr2 | 0 | 3 | 0 | 1 | 2 | abc
Cub_3 | Network Model.IntPrjfolder\Network Data.IntPrjfolder\Main Grid.ElmNet\Bus71.ElmTerm\Cub_3.StaCubic | Network Model.IntPrjfolder\Network Data.IntPrjfolder\Main Grid.ElmNet\Bus71.ElmTerm | Network Model.IntPrjfolder\Network Data.IntPrjfolder\Main Grid.ElmNet\Bus71.ElmTerm | Network Model.IntPrjfolder\Network Data.IntPrjfolder\Main Grid.ElmNet\Line101.ElmLne | 0 | 3 | 0 | 1 | 2 | abc
Cub_1 | Network Model.IntPrjfolder\Network Data.IntPrjfolder\Main Grid.ElmNet\Bus70.ElmTerm\Cub_1.StaCubic | Network Model.IntPrjfolder\Network Data.IntPrjfolder\Main Grid.ElmNet\Bus70.ElmTerm | Network Model.IntPrjfolder\Network Data.IntPrjfolder\Main Grid.ElmNet\Bus70.ElmTerm | Network Model.IntPrjfolder\Network Data.IntPrjfolder\Main Grid.ElmNet\0022.ElmTr2 | 1 | 3 | 0 | 1 | 2 | abc
Cub_2 | Network Model.IntPrjfolder\Network Data.IntPrjfolder\Main Grid.ElmNet\Bus70.ElmTerm\Cub_2.StaCubic | Network Model.IntPrjfolder\Network Data.IntPrjfolder\Main Grid.ElmNet\Bus70.ElmTerm | Network Model.IntPrjfolder\Network Data.IntPrjfolder\Main Grid.ElmNet\Bus70.ElmTerm | Network Model.IntPrjfolder\Network Data.IntPrjfolder\Main Grid.ElmNet\ND0022.ElmLod | 0 | 3 | 0 | 1 | 2 | abc
Cub_1 | Network Model.IntPrjfolder\Network Data.IntPrjfolder\Main Grid.ElmNet\Bus209.ElmTerm\Cub_1.StaCubic | Network Model.IntPrjfolder\Network Data.IntPrjfolder\Main Grid.ElmNet\Bus209.ElmTerm | Network Model.IntPrjfolder\Network Data.IntPrjfolder\Main Grid.ElmNet\Bus209.ElmTerm | Network Model.IntPrjfolder\Network Data.IntPrjfolder\Main Grid.ElmNet\Line101.ElmLne | 1 | 3 | 0 | 1 | 2 | abc
Cub_2 | Network Model.IntPrjfolder\Network Data.IntPrjfolder\Main Grid.ElmNet\Bus209.ElmTerm\Cub_2.StaCubic | Network Model.IntPrjfolder\Network Data.IntPrjfolder\Main Grid.ElmNet\Bus209.ElmTerm | Network Model.IntPrjfolder\Network Data.IntPrjfolder\Main Grid.ElmNet\Bus209.ElmTerm | Network Model.IntPrjfolder\Network Data.IntPrjfolder\Main Grid.ElmNet\0023.ElmTr2 | 0 | 3 | 0 | 1 | 2 | abc
Cub_3 | Network Model.IntPrjfolder\Network Data.IntPrjfolder\Main Grid.ElmNet\Bus209.ElmTerm\Cub_3.StaCubic | Network Model.IntPrjfolder\Network Data.IntPrjfolder\Main Grid.ElmNet\Bus209.ElmTerm | Network Model.IntPrjfolder\Network Data.IntPrjfolder\Main Grid.ElmNet\Bus209.ElmTerm | Network Model.IntPrjfolder\Network Data.IntPrjfolder\Main Grid.ElmNet\Line103.ElmLne | 0 | 3 | 0 | 1 | 2 | abc
Cub_1 | Network Model.IntPrjfolder\Network Data.IntPrjfolder\Main Grid.ElmNet\Bus208.ElmTerm\Cub_1.StaCubic | Network Model.IntPrjfolder\Network Data.IntPrjfolder\Main Grid.ElmNet\Bus208.ElmTerm | Network Model.IntPrjfolder\Network Data.IntPrjfolder\Main Grid.ElmNet\Bus208.ElmTerm | Network Model.IntPrjfolder\Network Data.IntPrjfolder\Main Grid.ElmNet\0023.ElmTr2 | 1 | 3 | 0 | 1 | 2 | abc
Cub_2 | Network Model.IntPrjfolder\Network Data.IntPrjfolder\Main Grid.ElmNet\Bus208.ElmTerm\Cub_2.StaCubic | Network Model.IntPrjfolder\Network Data.IntPrjfolder\Main Grid.ElmNet\Bus208.ElmTerm | Network Model.IntPrjfolder\Network Data.IntPrjfolder\Main Grid.ElmNet\Bus208.ElmTerm | Network Model.IntPrjfolder\Network Data.IntPrjfolder\Main Grid.ElmNet\ND0023.ElmLod | 0 | 3 | 0 | 1 | 2 | abc
Cub_1 | Network Model.IntPrjfolder\Network Data.IntPrjfolder\Main Grid.ElmNet\Bus210.ElmTerm\Cub_1.StaCubic | Network Model.IntPrjfolder\Network Data.IntPrjfolder\Main Grid.ElmNet\Bus210.ElmTerm | Network Model.IntPrjfolder\Network Data.IntPrjfolder\Main Grid.ElmNet\Bus210.ElmTerm | Network Model.IntPrjfolder\Network Data.IntPrjfolder\Main Grid.ElmNet\Line103.ElmLne | 1 | 3 | 0 | 1 | 2 | abc
Cub_2 | Network Model.IntPrjfolder\Network Data.IntPrjfolder\Main Grid.ElmNet\Bus210.ElmTerm\Cub_2.StaCubic | Network Model.IntPrjfolder\Network Data.IntPrjfolder\Main Grid.ElmNet\Bus210.ElmTerm | Network Model.IntPrjfolder\Network Data.IntPrjfolder\Main Grid.ElmNet\Bus210.ElmTerm | Network Model.IntPrjfolder\Network Data.IntPrjfolder\Main Grid.ElmNet\Line105.ElmLne | 0 | 3 | 0 | 1 | 2 | abc
Cub_3 | Network Model.IntPrjfolder\Network Data.IntPrjfolder\Main Grid.ElmNet\Bus210.ElmTerm\Cub_3.StaCubic | Network Model.IntPrjfolder\Network Data.IntPrjfolder\Main Grid.ElmNet\Bus210.ElmTerm | Network Model.IntPrjfolder\Network Data.IntPrjfolder\Main Grid.ElmNet\Bus210.ElmTerm | Network Model.IntPrjfolder\Network Data.IntPrjfolder\Main Grid.ElmNet\Line107.ElmLne | 0 | 3 | 0 | 1 | 2 | abc
Cub_1 | Network Model.IntPrjfolder\Network Data.IntPrjfolder\Main Grid.ElmNet\Bus213.ElmTerm\Cub_1.StaCubic | Network Model.IntPrjfolder\Network Data.IntPrjfolder\Main Grid.ElmNet\Bus213.ElmTerm | Network Model.IntPrjfolder\Network Data.IntPrjfolder\Main Grid.ElmNet\Bus213.ElmTerm | Network Model.IntPrjfolder\Network Data.IntPrjfolder\Main Grid.ElmNet\Line105.ElmLne | 1 | 3 | 0 | 1 | 2 | abc
Cub_2 | Network Model.IntPrjfolder\Network Data.IntPrjfolder\Main Grid.ElmNet\Bus213.ElmTerm\Cub_2.StaCubic | Network Model.IntPrjfolder\Network Data.IntPrjfolder\Main Grid.ElmNet\Bus213.ElmTerm | Network Model.IntPrjfolder\Network Data.IntPrjfolder\Main Grid.ElmNet\Bus213.ElmTerm | Network Model.IntPrjfolder\Network Data.IntPrjfolder\Main Grid.ElmNet\0091.ElmTr2 | 0 | 3 | 0 | 1 | 2 | abc
Cub_1 | Network Model.IntPrjfolder\Network Data.IntPrjfolder\Main Grid.ElmNet\Bus212.ElmTerm\Cub_1.StaCubic | Network Model.IntPrjfolder\Network Data.IntPrjfolder\Main Grid.ElmNet\Bus212.ElmTerm | Network Model.IntPrjfolder\Network Data.IntPrjfolder\Main Grid.ElmNet\Bus212.ElmTerm | Network Model.IntPrjfolder\Network Data.IntPrjfolder\Main Grid.ElmNet\0091.ElmTr2 | 1 | 3 | 0 | 1 | 2 | abc
Cub_2 | Network Model.IntPrjfolder\Network Data.IntPrjfolder\Main Grid.ElmNet\Bus212.ElmTerm\Cub_2.StaCubic | Network Model.IntPrjfolder\Network Data.IntPrjfolder\Main Grid.ElmNet\Bus212.ElmTerm | Network Model.IntPrjfolder\Network Data.IntPrjfolder\Main Grid.ElmNet\Bus212.ElmTerm | Network Model.IntPrjfolder\Network Data.IntPrjfolder\Main Grid.ElmNet\ND0091.ElmLod | 0 | 3 | 0 | 1 | 2 | abc
Cub_1 | Network Model.IntPrjfolder\Network Data.IntPrjfolder\Main Grid.ElmNet\Bus216.ElmTerm\Cub_1.StaCubic | Network Model.IntPrjfolder\Network Data.IntPrjfolder\Main Grid.ElmNet\Bus216.ElmTerm | Network Model.IntPrjfolder\Network Data.IntPrjfolder\Main Grid.ElmNet\Bus216.ElmTerm | Network Model.IntPrjfolder\Network Data.IntPrjfolder\Main Grid.ElmNet\Line107.ElmLne | 1 | 3 | 0 | 1 | 2 | abc
Cub_2 | Network Model.IntPrjfolder\Network Data.IntPrjfolder\Main Grid.ElmNet\Bus216.ElmTerm\Cub_2.StaCubic | Network Model.IntPrjfolder\Network Data.IntPrjfolder\Main Grid.ElmNet\Bus216.ElmTerm | Network Model.IntPrjfolder\Network Data.IntPrjfolder\Main Grid.ElmNet\Bus216.ElmTerm | Network Model.IntPrjfolder\Network Data.IntPrjfolder\Main Grid.ElmNet\0024.ElmTr2 | 0 | 3 | 0 | 1 | 2 | abc
Cub_3 | Network Model.IntPrjfolder\Network Data.IntPrjfolder\Main Grid.ElmNet\Bus216.ElmTerm\Cub_3.StaCubic | Network Model.IntPrjfolder\Network Data.IntPrjfolder\Main Grid.ElmNet\Bus216.ElmTerm | Network Model.IntPrjfolder\Network Data.IntPrjfolder\Main Grid.ElmNet\Bus216.ElmTerm | Network Model.IntPrjfolder\Network Data.IntPrjfolder\Main Grid.ElmNet\Line109.ElmLne | 0 | 3 | 0 | 1 | 2 | abc
Cub_1 | Network Model.IntPrjfolder\Network Data.IntPrjfolder\Main Grid.ElmNet\Bus215.ElmTerm\Cub_1.StaCubic | Network Model.IntPrjfolder\Network Data.IntPrjfolder\Main Grid.ElmNet\Bus215.ElmTerm | Network Model.IntPrjfolder\Network Data.IntPrjfolder\Main Grid.ElmNet\Bus215.ElmTerm | Network Model.IntPrjfolder\Network Data.IntPrjfolder\Main Grid.ElmNet\0024.ElmTr2 | 1 | 3 | 0 | 1 | 2 | abc
Cub_2 | Network Model.IntPrjfolder\Network Data.IntPrjfolder\Main Grid.ElmNet\Bus215.ElmTerm\Cub_2.StaCubic | Network Model.IntPrjfolder\Network Data.IntPrjfolder\Main Grid.ElmNet\Bus215.ElmTerm | Network Model.IntPrjfolder\Network Data.IntPrjfolder\Main Grid.ElmNet\Bus215.ElmTerm | Network Model.IntPrjfolder\Network Data.IntPrjfolder\Main Grid.ElmNet\ND0024.ElmLod | 0 | 3 | 0 | 1 | 2 | abc
Cub_1 | Network Model.IntPrjfolder\Network Data.IntPrjfolder\Main Grid.ElmNet\Bus219.ElmTerm\Cub_1.StaCubic | Network Model.IntPrjfolder\Network Data.IntPrjfolder\Main Grid.ElmNet\Bus219.ElmTerm | Network Model.IntPrjfolder\Network Data.IntPrjfolder\Main Grid.ElmNet\Bus219.ElmTerm | Network Model.IntPrjfolder\Network Data.IntPrjfolder\Main Grid.ElmNet\Line109.ElmLne | 1 | 3 | 0 | 1 | 2 | abc
Cub_2 | Network Model.IntPrjfolder\Network Data.IntPrjfolder\Main Grid.ElmNet\Bus219.ElmTerm\Cub_2.StaCubic | Network Model.IntPrjfolder\Network Data.IntPrjfolder\Main Grid.ElmNet\Bus219.ElmTerm | Network Model.IntPrjfolder\Network Data.IntPrjfolder\Main Grid.ElmNet\Bus219.ElmTerm | Network Model.IntPrjfolder\Network Data.IntPrjfolder\Main Grid.ElmNet\0025.ElmTr2 | 0 | 3 | 0 | 1 | 2 | abc
Cub_3 | Network Model.IntPrjfolder\Network Data.IntPrjfolder\Main Grid.ElmNet\Bus219.ElmTerm\Cub_3.StaCubic | Network Model.IntPrjfolder\Network Data.IntPrjfolder\Main Grid.ElmNet\Bus219.ElmTerm | Network Model.IntPrjfolder\Network Data.IntPrjfolder\Main Grid.ElmNet\Bus219.ElmTerm | Network Model.IntPrjfolder\Network Data.IntPrjfolder\Main Grid.ElmNet\Line112.ElmLne | 0 | 3 | 0 | 1 | 2 | abc
Cub_1 | Network Model.IntPrjfolder\Network Data.IntPrjfolder\Main Grid.ElmNet\Terminal(9).ElmTerm\Cub_1.StaCubic | Network Model.IntPrjfolder\Network Data.IntPrjfolder\Main Grid.ElmNet\Terminal(9).ElmTerm | Network Model.IntPrjfolder\Network Data.IntPrjfolder\Main Grid.ElmNet\Terminal(9).ElmTerm | Network Model.IntPrjfolder\Network Data.IntPrjfolder\Main Grid.ElmNet\0025.ElmTr2 | 1 | 3 | 0 | 1 | 2 | abc
Cub_2 | Network Model.IntPrjfolder\Network Data.IntPrjfolder\Main Grid.ElmNet\Terminal(9).ElmTerm\Cub_2.StaCubic | Network Model.IntPrjfolder\Network Data.IntPrjfolder\Main Grid.ElmNet\Terminal(9).ElmTerm | Network Model.IntPrjfolder\Network Data.IntPrjfolder\Main Grid.ElmNet\Terminal(9).ElmTerm | Network Model.IntPrjfolder\Network Data.IntPrjfolder\Main Grid.ElmNet\ND0025.ElmLod | 0 | 3 | 0 | 1 | 2 | abc
Cub_1 | Network Model.IntPrjfolder\Network Data.IntPrjfolder\Main Grid.ElmNet\Bus220.ElmTerm\Cub_1.StaCubic | Network Model.IntPrjfolder\Network Data.IntPrjfolder\Main Grid.ElmNet\Bus220.ElmTerm | Network Model.IntPrjfolder\Network Data.IntPrjfolder\Main Grid.ElmNet\Bus220.ElmTerm | Network Model.IntPrjfolder\Network Data.IntPrjfolder\Main Grid.ElmNet\Line112.ElmLne | 1 | 3 | 0 | 1 | 2 | abc
Cub_2 | Network Model.IntPrjfolder\Network Data.IntPrjfolder\Main Grid.ElmNet\Bus220.ElmTerm\Cub_2.StaCubic | Network Model.IntPrjfolder\Network Data.IntPrjfolder\Main Grid.ElmNet\Bus220.ElmTerm | Network Model.IntPrjfolder\Network Data.IntPrjfolder\Main Grid.ElmNet\Bus220.ElmTerm | Network Model.IntPrjfolder\Network Data.IntPrjfolder\Main Grid.ElmNet\Line111.ElmLne | 0 | 3 | 0 | 1 | 2 | abc
Cub_3 | Network Model.IntPrjfolder\Network Data.IntPrjfolder\Main Grid.ElmNet\Bus220.ElmTerm\Cub_3.StaCubic | Network Model.IntPrjfolder\Network Data.IntPrjfolder\Main Grid.ElmNet\Bus220.ElmTerm | Network Model.IntPrjfolder\Network Data.IntPrjfolder\Main Grid.ElmNet\Bus220.ElmTerm | Network Model.IntPrjfolder\Network Data.IntPrjfolder\Main Grid.ElmNet\Line114.ElmLne | 0 | 3 | 0 | 1 | 2 | abc
Cub_1 | Network Model.IntPrjfolder\Network Data.IntPrjfolder\Main Grid.ElmNet\Bus223.ElmTerm\Cub_1.StaCubic | Network Model.IntPrjfolder\Network Data.IntPrjfolder\Main Grid.ElmNet\Bus223.ElmTerm | Network Model.IntPrjfolder\Network Data.IntPrjfolder\Main Grid.ElmNet\Bus223.ElmTerm | Network Model.IntPrjfolder\Network Data.IntPrjfolder\Main Grid.ElmNet\Line111.ElmLne | 1 | 3 | 0 | 1 | 2 | abc
Cub_2 | Network Model.IntPrjfolder\Network Data.IntPrjfolder\Main Grid.ElmNet\Bus223.ElmTerm\Cub_2.StaCubic | Network Model.IntPrjfolder\Network Data.IntPrjfolder\Main Grid.ElmNet\Bus223.ElmTerm | Network Model.IntPrjfolder\Network Data.IntPrjfolder\Main Grid.ElmNet\Bus223.ElmTerm | Network Model.IntPrjfolder\Network Data.IntPrjfolder\Main Grid.ElmNet\0027.ElmTr2 | 0 | 3 | 0 | 1 | 2 | abc
Cub_1 | Network Model.IntPrjfolder\Network Data.IntPrjfolder\Main Grid.ElmNet\Bus227.ElmTerm\Cub_1.StaCubic | Network Model.IntPrjfolder\Network Data.IntPrjfolder\Main Grid.ElmNet\Bus227.ElmTerm | Network Model.IntPrjfolder\Network Data.IntPrjfolder\Main Grid.ElmNet\Bus227.ElmTerm | Network Model.IntPrjfolder\Network Data.IntPrjfolder\Main Grid.ElmNet\Line114.ElmLne | 1 | 3 | 0 | 1 | 2 | abc
Cub_2 | Network Model.IntPrjfolder\Network Data.IntPrjfolder\Main Grid.ElmNet\Bus227.ElmTerm\Cub_2.StaCubic | Network Model.IntPrjfolder\Network Data.IntPrjfolder\Main Grid.ElmNet\Bus227.ElmTerm | Network Model.IntPrjfolder\Network Data.IntPrjfolder\Main Grid.ElmNet\Bus227.ElmTerm | Network Model.IntPrjfolder\Network Data.IntPrjfolder\Main Grid.ElmNet\0026.ElmTr2 | 0 | 3 | 0 | 1 | 2 | abc
Cub_1 | Network Model.IntPrjfolder\Network Data.IntPrjfolder\Main Grid.ElmNet\Bus222.ElmTerm\Cub_1.StaCubic | Network Model.IntPrjfolder\Network Data.IntPrjfolder\Main Grid.ElmNet\Bus222.ElmTerm | Network Model.IntPrjfolder\Network Data.IntPrjfolder\Main Grid.ElmNet\Bus222.ElmTerm | Network Model.IntPrjfolder\Network Data.IntPrjfolder\Main Grid.ElmNet\0027.ElmTr2 | 1 | 3 | 0 | 1 | 2 | abc
Cub_2 | Network Model.IntPrjfolder\Network Data.IntPrjfolder\Main Grid.ElmNet\Bus222.ElmTerm\Cub_2.StaCubic | Network Model.IntPrjfolder\Network Data.IntPrjfolder\Main Grid.ElmNet\Bus222.ElmTerm | Network Model.IntPrjfolder\Network Data.IntPrjfolder\Main Grid.ElmNet\Bus222.ElmTerm | Network Model.IntPrjfolder\Network Data.IntPrjfolder\Main Grid.ElmNet\ND0027.ElmLod | 0 | 3 | 0 | 1 | 2 | abc
Cub_1 | Network Model.IntPrjfolder\Network Data.IntPrjfolder\Main Grid.ElmNet\Bus226.ElmTerm\Cub_1.StaCubic | Network Model.IntPrjfolder\Network Data.IntPrjfolder\Main Grid.ElmNet\Bus226.ElmTerm | Network Model.IntPrjfolder\Network Data.IntPrjfolder\Main Grid.ElmNet\Bus226.ElmTerm | Network Model.IntPrjfolder\Network Data.IntPrjfolder\Main Grid.ElmNet\0026.ElmTr2 | 1 | 3 | 0 | 1 | 2 | abc
Cub_2 | Network Model.IntPrjfolder\Network Data.IntPrjfolder\Main Grid.ElmNet\Bus226.ElmTerm\Cub_2.StaCubic | Network Model.IntPrjfolder\Network Data.IntPrjfolder\Main Grid.ElmNet\Bus226.ElmTerm | Network Model.IntPrjfolder\Network Data.IntPrjfolder\Main Grid.ElmNet\Bus226.ElmTerm | Network Model.IntPrjfolder\Network Data.IntPrjfolder\Main Grid.ElmNet\ND0026.ElmLod | 0 | 3 | 0 | 1 | 2 | abc
Cub_1 | Network Model.IntPrjfolder\Network Data.IntPrjfolder\Main Grid.ElmNet\Terminal(10).ElmTerm\Cub_1.StaCubic | Network Model.IntPrjfolder\Network Data.IntPrjfolder\Main Grid.ElmNet\Terminal(10).ElmTerm | Network Model.IntPrjfolder\Network Data.IntPrjfolder\Main Grid.ElmNet\Terminal(10).ElmTerm | Network Model.IntPrjfolder\Network Data.IntPrjfolder\Main Grid.ElmNet\CB TAMBAK.ElmCoup | 0 | 3 | 0 | 1 | 2 | abc
Cub_2 | Network Model.IntPrjfolder\Network Data.IntPrjfolder\Main Grid.ElmNet\Terminal(10).ElmTerm\Cub_2.StaCubic | Network Model.IntPrjfolder\Network Data.IntPrjfolder\Main Grid.ElmNet\Terminal(10).ElmTerm | Network Model.IntPrjfolder\Network Data.IntPrjfolder\Main Grid.ElmNet\Terminal(10).ElmTerm | Network Model.IntPrjfolder\Network Data.IntPrjfolder\Main Grid.ElmNet\TAMBAK.ElmLne | 0 | 3 | 0 | 1 | 2 | abc
Cub_1 | Network Model.IntPrjfolder\Network Data.IntPrjfolder\Main Grid.ElmNet\Bus10.ElmTerm\Cub_1.StaCubic | Network Model.IntPrjfolder\Network Data.IntPrjfolder\Main Grid.ElmNet\Bus10.ElmTerm | Network Model.IntPrjfolder\Network Data.IntPrjfolder\Main Grid.ElmNet\Bus10.ElmTerm | Network Model.IntPrjfolder\Network Data.IntPrjfolder\Main Grid.ElmNet\TAMBAK.ElmLne | 1 | 3 | 0 | 1 | 2 | abc
Cub_2 | Network Model.IntPrjfolder\Network Data.IntPrjfolder\Main Grid.ElmNet\Bus10.ElmTerm\Cub_2.StaCubic | Network Model.IntPrjfolder\Network Data.IntPrjfolder\Main Grid.ElmNet\Bus10.ElmTerm | Network Model.IntPrjfolder\Network Data.IntPrjfolder\Main Grid.ElmNet\Bus10.ElmTerm | Network Model.IntPrjfolder\Network Data.IntPrjfolder\Main Grid.ElmNet\Line80.ElmLne | 0 | 3 | 0 | 1 | 2 | abc
Cub_3 | Network Model.IntPrjfolder\Network Data.IntPrjfolder\Main Grid.ElmNet\Bus10.ElmTerm\Cub_3.StaCubic | Network Model.IntPrjfolder\Network Data.IntPrjfolder\Main Grid.ElmNet\Bus10.ElmTerm | Network Model.IntPrjfolder\Network Data.IntPrjfolder\Main Grid.ElmNet\Bus10.ElmTerm | Network Model.IntPrjfolder\Network Data.IntPrjfolder\Main Grid.ElmNet\Line116.ElmLne | 0 | 3 | 0 | 1 | 2 | abc
Cub_1 | Network Model.IntPrjfolder\Network Data.IntPrjfolder\Main Grid.ElmNet\Bus184.ElmTerm\Cub_1.StaCubic | Network Model.IntPrjfolder\Network Data.IntPrjfolder\Main Grid.ElmNet\Bus184.ElmTerm | Network Model.IntPrjfolder\Network Data.IntPrjfolder\Main Grid.ElmNet\Bus184.ElmTerm | Network Model.IntPrjfolder\Network Data.IntPrjfolder\Main Grid.ElmNet\0031.ElmTr2 | 0 | 3 | 0 | 1 | 2 | abc
Cub_2 | Network Model.IntPrjfolder\Network Data.IntPrjfolder\Main Grid.ElmNet\Bus184.ElmTerm\Cub_2.StaCubic | Network Model.IntPrjfolder\Network Data.IntPrjfolder\Main Grid.ElmNet\Bus184.ElmTerm | Network Model.IntPrjfolder\Network Data.IntPrjfolder\Main Grid.ElmNet\Bus184.ElmTerm | Network Model.IntPrjfolder\Network Data.IntPrjfolder\Main Grid.ElmNet\Line116.ElmLne | 1 | 3 | 0 | 1 | 2 | abc
Cub_3 | Network Model.IntPrjfolder\Network Data.IntPrjfolder\Main Grid.ElmNet\Bus184.ElmTerm\Cub_3.StaCubic | Network Model.IntPrjfolder\Network Data.IntPrjfolder\Main Grid.ElmNet\Bus184.ElmTerm | Network Model.IntPrjfolder\Network Data.IntPrjfolder\Main Grid.ElmNet\Bus184.ElmTerm | Network Model.IntPrjfolder\Network Data.IntPrjfolder\Main Grid.ElmNet\Line83.ElmLne | 0 | 3 | 0 | 1 | 2 | abc
Cub_1 | Network Model.IntPrjfolder\Network Data.IntPrjfolder\Main Grid.ElmNet\Bus13.ElmTerm\Cub_1.StaCubic | Network Model.IntPrjfolder\Network Data.IntPrjfolder\Main Grid.ElmNet\Bus13.ElmTerm | Network Model.IntPrjfolder\Network Data.IntPrjfolder\Main Grid.ElmNet\Bus13.ElmTerm | Network Model.IntPrjfolder\Network Data.IntPrjfolder\Main Grid.ElmNet\0031.ElmTr2 | 1 | 3 | 0 | 1 | 2 | abc
Cub_2 | Network Model.IntPrjfolder\Network Data.IntPrjfolder\Main Grid.ElmNet\Bus13.ElmTerm\Cub_2.StaCubic | Network Model.IntPrjfolder\Network Data.IntPrjfolder\Main Grid.ElmNet\Bus13.ElmTerm | Network Model.IntPrjfolder\Network Data.IntPrjfolder\Main Grid.ElmNet\Bus13.ElmTerm | Network Model.IntPrjfolder\Network Data.IntPrjfolder\Main Grid.ElmNet\ND0031.ElmLod | 0 | 3 | 0 | 1 | 2 | abc
Cub_1 | Network Model.IntPrjfolder\Network Data.IntPrjfolder\Main Grid.ElmNet\Bus14.ElmTerm\Cub_1.StaCubic | Network Model.IntPrjfolder\Network Data.IntPrjfolder\Main Grid.ElmNet\Bus14.ElmTerm | Network Model.IntPrjfolder\Network Data.IntPrjfolder\Main Grid.ElmNet\Bus14.ElmTerm | Network Model.IntPrjfolder\Network Data.IntPrjfolder\Main Grid.ElmNet\Line83.ElmLne | 1 | 3 | 0 | 1 | 2 | abc
Cub_2 | Network Model.IntPrjfolder\Network Data.IntPrjfolder\Main Grid.ElmNet\Bus14.ElmTerm\Cub_2.StaCubic | Network Model.IntPrjfolder\Network Data.IntPrjfolder\Main Grid.ElmNet\Bus14.ElmTerm | Network Model.IntPrjfolder\Network Data.IntPrjfolder\Main Grid.ElmNet\Bus14.ElmTerm | Network Model.IntPrjfolder\Network Data.IntPrjfolder\Main Grid.ElmNet\Line118.ElmLne | 0 | 3 | 0 | 1 | 2 | abc
Cub_3 | Network Model.IntPrjfolder\Network Data.IntPrjfolder\Main Grid.ElmNet\Bus14.ElmTerm\Cub_3.StaCubic | Network Model.IntPrjfolder\Network Data.IntPrjfolder\Main Grid.ElmNet\Bus14.ElmTerm | Network Model.IntPrjfolder\Network Data.IntPrjfolder\Main Grid.ElmNet\Bus14.ElmTerm | Network Model.IntPrjfolder\Network Data.IntPrjfolder\Main Grid.ElmNet\Line5.ElmLne | 0 | 3 | 0 | 1 | 2 | abc
Cub_1 | Network Model.IntPrjfolder\Network Data.IntPrjfolder\Main Grid.ElmNet\Bus229.ElmTerm\Cub_1.StaCubic | Network Model.IntPrjfolder\Network Data.IntPrjfolder\Main Grid.ElmNet\Bus229.ElmTerm | Network Model.IntPrjfolder\Network Data.IntPrjfolder\Main Grid.ElmNet\Bus229.ElmTerm | Network Model.IntPrjfolder\Network Data.IntPrjfolder\Main Grid.ElmNet\Line118.ElmLne | 1 | 3 | 0 | 1 | 2 | abc
Cub_2 | Network Model.IntPrjfolder\Network Data.IntPrjfolder\Main Grid.ElmNet\Bus229.ElmTerm\Cub_2.StaCubic | Network Model.IntPrjfolder\Network Data.IntPrjfolder\Main Grid.ElmNet\Bus229.ElmTerm | Network Model.IntPrjfolder\Network Data.IntPrjfolder\Main Grid.ElmNet\Bus229.ElmTerm | Network Model.IntPrjfolder\Network Data.IntPrjfolder\Main Grid.ElmNet\0075.ElmTr2 | 0 | 3 | 0 | 1 | 2 | abc
Cub_1 | Network Model.IntPrjfolder\Network Data.IntPrjfolder\Main Grid.ElmNet\Bus15.ElmTerm\Cub_1.StaCubic | Network Model.IntPrjfolder\Network Data.IntPrjfolder\Main Grid.ElmNet\Bus15.ElmTerm | Network Model.IntPrjfolder\Network Data.IntPrjfolder\Main Grid.ElmNet\Bus15.ElmTerm | Network Model.IntPrjfolder\Network Data.IntPrjfolder\Main Grid.ElmNet\0075.ElmTr2 | 1 | 3 | 0 | 1 | 2 | abc
Cub_2 | Network Model.IntPrjfolder\Network Data.IntPrjfolder\Main Grid.ElmNet\Bus15.ElmTerm\Cub_2.StaCubic | Network Model.IntPrjfolder\Network Data.IntPrjfolder\Main Grid.ElmNet\Bus15.ElmTerm | Network Model.IntPrjfolder\Network Data.IntPrjfolder\Main Grid.ElmNet\Bus15.ElmTerm | Network Model.IntPrjfolder\Network Data.IntPrjfolder\Main Grid.ElmNet\ND0075.ElmLod | 0 | 3 | 0 | 1 | 2 | abc
Cub_1 | Network Model.IntPrjfolder\Network Data.IntPrjfolder\Main Grid.ElmNet\Terminal(12).ElmTerm\Cub_1.StaCubic | Network Model.IntPrjfolder\Network Data.IntPrjfolder\Main Grid.ElmNet\Terminal(12).ElmTerm | Network Model.IntPrjfolder\Network Data.IntPrjfolder\Main Grid.ElmNet\Terminal(12).ElmTerm | Network Model.IntPrjfolder\Network Data.IntPrjfolder\Main Grid.ElmNet\Line5.ElmLne | 1 | 3 | 0 | 1 | 2 | abc
Cub_2 | Network Model.IntPrjfolder\Network Data.IntPrjfolder\Main Grid.ElmNet\Terminal(12).ElmTerm\Cub_2.StaCubic | Network Model.IntPrjfolder\Network Data.IntPrjfolder\Main Grid.ElmNet\Terminal(12).ElmTerm | Network Model.IntPrjfolder\Network Data.IntPrjfolder\Main Grid.ElmNet\Terminal(12).ElmTerm | Network Model.IntPrjfolder\Network Data.IntPrjfolder\Main Grid.ElmNet\REC LANCABUR.ElmCoup | 1 | 3 | 0 | 1 | 2 | abc
Cub_1 | Network Model.IntPrjfolder\Network Data.IntPrjfolder\Main Grid.ElmNet\Bus230.ElmTerm\Cub_1.StaCubic | Network Model.IntPrjfolder\Network Data.IntPrjfolder\Main Grid.ElmNet\Bus230.ElmTerm | Network Model.IntPrjfolder\Network Data.IntPrjfolder\Main Grid.ElmNet\Bus230.ElmTerm | Network Model.IntPrjfolder\Network Data.IntPrjfolder\Main Grid.ElmNet\REC LANCABUR.ElmCoup | 0 | 3 | 0 | 1 | 2 | abc
Cub_2 | Network Model.IntPrjfolder\Network Data.IntPrjfolder\Main Grid.ElmNet\Bus230.ElmTerm\Cub_2.StaCubic | Network Model.IntPrjfolder\Network Data.IntPrjfolder\Main Grid.ElmNet\Bus230.ElmTerm | Network Model.IntPrjfolder\Network Data.IntPrjfolder\Main Grid.ElmNet\Bus230.ElmTerm | Network Model.IntPrjfolder\Network Data.IntPrjfolder\Main Grid.ElmNet\Line120.ElmLne | 0 | 3 | 0 | 1 | 2 | abc
Cub_1 | Network Model.IntPrjfolder\Network Data.IntPrjfolder\Main Grid.ElmNet\Bus28.ElmTerm\Cub_1.StaCubic | Network Model.IntPrjfolder\Network Data.IntPrjfolder\Main Grid.ElmNet\Bus28.ElmTerm | Network Model.IntPrjfolder\Network Data.IntPrjfolder\Main Grid.ElmNet\Bus28.ElmTerm | Network Model.IntPrjfolder\Network Data.IntPrjfolder\Main Grid.ElmNet\Line120.ElmLne | 1 | 3 | 0 | 1 | 2 | abc
Cub_2 | Network Model.IntPrjfolder\Network Data.IntPrjfolder\Main Grid.ElmNet\Bus28.ElmTerm\Cub_2.StaCubic | Network Model.IntPrjfolder\Network Data.IntPrjfolder\Main Grid.ElmNet\Bus28.ElmTerm | Network Model.IntPrjfolder\Network Data.IntPrjfolder\Main Grid.ElmNet\Bus28.ElmTerm | Network Model.IntPrjfolder\Network Data.IntPrjfolder\Main Grid.ElmNet\0032.ElmTr2 | 0 | 3 | 0 | 1 | 2 | abc
Cub_3 | Network Model.IntPrjfolder\Network Data.IntPrjfolder\Main Grid.ElmNet\Bus28.ElmTerm\Cub_3.StaCubic | Network Model.IntPrjfolder\Network Data.IntPrjfolder\Main Grid.ElmNet\Bus28.ElmTerm | Network Model.IntPrjfolder\Network Data.IntPrjfolder\Main Grid.ElmNet\Bus28.ElmTerm | Network Model.IntPrjfolder\Network Data.IntPrjfolder\Main Grid.ElmNet\Line7.ElmLne | 0 | 3 | 0 | 1 | 2 | abc
Cub_1 | Network Model.IntPrjfolder\Network Data.IntPrjfolder\Main Grid.ElmNet\Bus26.ElmTerm\Cub_1.StaCubic | Network Model.IntPrjfolder\Network Data.IntPrjfolder\Main Grid.ElmNet\Bus26.ElmTerm | Network Model.IntPrjfolder\Network Data.IntPrjfolder\Main Grid.ElmNet\Bus26.ElmTerm | Network Model.IntPrjfolder\Network Data.IntPrjfolder\Main Grid.ElmNet\0032.ElmTr2 | 1 | 3 | 0 | 1 | 2 | abc
Cub_2 | Network Model.IntPrjfolder\Network Data.IntPrjfolder\Main Grid.ElmNet\Bus26.ElmTerm\Cub_2.StaCubic | Network Model.IntPrjfolder\Network Data.IntPrjfolder\Main Grid.ElmNet\Bus26.ElmTerm | Network Model.IntPrjfolder\Network Data.IntPrjfolder\Main Grid.ElmNet\Bus26.ElmTerm | Network Model.IntPrjfolder\Network Data.IntPrjfolder\Main Grid.ElmNet\ND0032.ElmLod | 0 | 3 | 0 | 1 | 2 | abc
Cub_1 | Network Model.IntPrjfolder\Network Data.IntPrjfolder\Main Grid.ElmNet\Bus36.ElmTerm\Cub_1.StaCubic | Network Model.IntPrjfolder\Network Data.IntPrjfolder\Main Grid.ElmNet\Bus36.ElmTerm | Network Model.IntPrjfolder\Network Data.IntPrjfolder\Main Grid.ElmNet\Bus36.ElmTerm | Network Model.IntPrjfolder\Network Data.IntPrjfolder\Main Grid.ElmNet\Line7.ElmLne | 1 | 3 | 0 | 1 | 2 | abc
Cub_2 | Network Model.IntPrjfolder\Network Data.IntPrjfolder\Main Grid.ElmNet\Bus36.ElmTerm\Cub_2.StaCubic | Network Model.IntPrjfolder\Network Data.IntPrjfolder\Main Grid.ElmNet\Bus36.ElmTerm | Network Model.IntPrjfolder\Network Data.IntPrjfolder\Main Grid.ElmNet\Bus36.ElmTerm | Network Model.IntPrjfolder\Network Data.IntPrjfolder\Main Grid.ElmNet\Line122.ElmLne | 0 | 3 | 0 | 1 | 2 | abc
Cub_3 | Network Model.IntPrjfolder\Network Data.IntPrjfolder\Main Grid.ElmNet\Bus36.ElmTerm\Cub_3.StaCubic | Network Model.IntPrjfolder\Network Data.IntPrjfolder\Main Grid.ElmNet\Bus36.ElmTerm | Network Model.IntPrjfolder\Network Data.IntPrjfolder\Main Grid.ElmNet\Bus36.ElmTerm | Network Model.IntPrjfolder\Network Data.IntPrjfolder\Main Grid.ElmNet\Line9.ElmLne | 0 | 3 | 0 | 1 | 2 | abc
Cub_1 | Network Model.IntPrjfolder\Network Data.IntPrjfolder\Main Grid.ElmNet\Bus234.ElmTerm\Cub_1.StaCubic | Network Model.IntPrjfolder\Network Data.IntPrjfolder\Main Grid.ElmNet\Bus234.ElmTerm | Network Model.IntPrjfolder\Network Data.IntPrjfolder\Main Grid.ElmNet\Bus234.ElmTerm | Network Model.IntPrjfolder\Network Data.IntPrjfolder\Main Grid.ElmNet\Line9.ElmLne | 1 | 3 | 0 | 1 | 2 | abc
Cub_2 | Network Model.IntPrjfolder\Network Data.IntPrjfolder\Main Grid.ElmNet\Bus234.ElmTerm\Cub_2.StaCubic | Network Model.IntPrjfolder\Network Data.IntPrjfolder\Main Grid.ElmNet\Bus234.ElmTerm | Network Model.IntPrjfolder\Network Data.IntPrjfolder\Main Grid.ElmNet\Bus234.ElmTerm | Network Model.IntPrjfolder\Network Data.IntPrjfolder\Main Grid.ElmNet\0033.ElmTr2 | 0 | 3 | 0 | 1 | 2 | abc
Cub_3 | Network Model.IntPrjfolder\Network Data.IntPrjfolder\Main Grid.ElmNet\Bus234.ElmTerm\Cub_3.StaCubic | Network Model.IntPrjfolder\Network Data.IntPrjfolder\Main Grid.ElmNet\Bus234.ElmTerm | Network Model.IntPrjfolder\Network Data.IntPrjfolder\Main Grid.ElmNet\Bus234.ElmTerm | Network Model.IntPrjfolder\Network Data.IntPrjfolder\Main Grid.ElmNet\Line124.ElmLne | 0 | 3 | 0 | 1 | 2 | abc
Cub_1 | Network Model.IntPrjfolder\Network Data.IntPrjfolder\Main Grid.ElmNet\Bus231.ElmTerm\Cub_1.StaCubic | Network Model.IntPrjfolder\Network Data.IntPrjfolder\Main Grid.ElmNet\Bus231.ElmTerm | Network Model.IntPrjfolder\Network Data.IntPrjfolder\Main Grid.ElmNet\Bus231.ElmTerm | Network Model.IntPrjfolder\Network Data.IntPrjfolder\Main Grid.ElmNet\Line122.ElmLne | 1 | 3 | 0 | 1 | 2 | abc
Cub_2 | Network Model.IntPrjfolder\Network Data.IntPrjfolder\Main Grid.ElmNet\Bus231.ElmTerm\Cub_2.StaCubic | Network Model.IntPrjfolder\Network Data.IntPrjfolder\Main Grid.ElmNet\Bus231.ElmTerm | Network Model.IntPrjfolder\Network Data.IntPrjfolder\Main Grid.ElmNet\Bus231.ElmTerm | Network Model.IntPrjfolder\Network Data.IntPrjfolder\Main Grid.ElmNet\0076.ElmTr2 | 0 | 3 | 0 | 1 | 2 | abc
Cub_1 | Network Model.IntPrjfolder\Network Data.IntPrjfolder\Main Grid.ElmNet\Bus32.ElmTerm\Cub_1.StaCubic | Network Model.IntPrjfolder\Network Data.IntPrjfolder\Main Grid.ElmNet\Bus32.ElmTerm | Network Model.IntPrjfolder\Network Data.IntPrjfolder\Main Grid.ElmNet\Bus32.ElmTerm | Network Model.IntPrjfolder\Network Data.IntPrjfolder\Main Grid.ElmNet\0076.ElmTr2 | 1 | 3 | 0 | 1 | 2 | abc
Cub_2 | Network Model.IntPrjfolder\Network Data.IntPrjfolder\Main Grid.ElmNet\Bus32.ElmTerm\Cub_2.StaCubic | Network Model.IntPrjfolder\Network Data.IntPrjfolder\Main Grid.ElmNet\Bus32.ElmTerm | Network Model.IntPrjfolder\Network Data.IntPrjfolder\Main Grid.ElmNet\Bus32.ElmTerm | Network Model.IntPrjfolder\Network Data.IntPrjfolder\Main Grid.ElmNet\ND0076.ElmLod | 0 | 3 | 0 | 1 | 2 | abc
Cub_1 | Network Model.IntPrjfolder\Network Data.IntPrjfolder\Main Grid.ElmNet\Bus233.ElmTerm\Cub_1.StaCubic | Network Model.IntPrjfolder\Network Data.IntPrjfolder\Main Grid.ElmNet\Bus233.ElmTerm | Network Model.IntPrjfolder\Network Data.IntPrjfolder\Main Grid.ElmNet\Bus233.ElmTerm | Network Model.IntPrjfolder\Network Data.IntPrjfolder\Main Grid.ElmNet\0033.ElmTr2 | 1 | 3 | 0 | 1 | 2 | abc
Cub_2 | Network Model.IntPrjfolder\Network Data.IntPrjfolder\Main Grid.ElmNet\Bus233.ElmTerm\Cub_2.StaCubic | Network Model.IntPrjfolder\Network Data.IntPrjfolder\Main Grid.ElmNet\Bus233.ElmTerm | Network Model.IntPrjfolder\Network Data.IntPrjfolder\Main Grid.ElmNet\Bus233.ElmTerm | Network Model.IntPrjfolder\Network Data.IntPrjfolder\Main Grid.ElmNet\ND0033.ElmLod | 0 | 3 | 0 | 1 | 2 | abc
Cub_1 | Network Model.IntPrjfolder\Network Data.IntPrjfolder\Main Grid.ElmNet\Bus235.ElmTerm\Cub_1.StaCubic | Network Model.IntPrjfolder\Network Data.IntPrjfolder\Main Grid.ElmNet\Bus235.ElmTerm | Network Model.IntPrjfolder\Network Data.IntPrjfolder\Main Grid.ElmNet\Bus235.ElmTerm | Network Model.IntPrjfolder\Network Data.IntPrjfolder\Main Grid.ElmNet\Line124.ElmLne | 1 | 3 | 0 | 1 | 2 | abc
Cub_2 | Network Model.IntPrjfolder\Network Data.IntPrjfolder\Main Grid.ElmNet\Bus235.ElmTerm\Cub_2.StaCubic | Network Model.IntPrjfolder\Network Data.IntPrjfolder\Main Grid.ElmNet\Bus235.ElmTerm | Network Model.IntPrjfolder\Network Data.IntPrjfolder\Main Grid.ElmNet\Bus235.ElmTerm | Network Model.IntPrjfolder\Network Data.IntPrjfolder\Main Grid.ElmNet\Line13.ElmLne | 0 | 3 | 0 | 1 | 2 | abc
Cub_3 | Network Model.IntPrjfolder\Network Data.IntPrjfolder\Main Grid.ElmNet\Bus235.ElmTerm\Cub_3.StaCubic | Network Model.IntPrjfolder\Network Data.IntPrjfolder\Main Grid.ElmNet\Bus235.ElmTerm | Network Model.IntPrjfolder\Network Data.IntPrjfolder\Main Grid.ElmNet\Bus235.ElmTerm | Network Model.IntPrjfolder\Network Data.IntPrjfolder\Main Grid.ElmNet\Line126.ElmLne | 0 | 3 | 0 | 1 | 2 | abc
Cub_1 | Network Model.IntPrjfolder\Network Data.IntPrjfolder\Main Grid.ElmNet\Bus74.ElmTerm\Cub_1.StaCubic | Network Model.IntPrjfolder\Network Data.IntPrjfolder\Main Grid.ElmNet\Bus74.ElmTerm | Network Model.IntPrjfolder\Network Data.IntPrjfolder\Main Grid.ElmNet\Bus74.ElmTerm | Network Model.IntPrjfolder\Network Data.IntPrjfolder\Main Grid.ElmNet\Line13.ElmLne | 1 | 3 | 0 | 1 | 2 | abc
Cub_2 | Network Model.IntPrjfolder\Network Data.IntPrjfolder\Main Grid.ElmNet\Bus74.ElmTerm\Cub_2.StaCubic | Network Model.IntPrjfolder\Network Data.IntPrjfolder\Main Grid.ElmNet\Bus74.ElmTerm | Network Model.IntPrjfolder\Network Data.IntPrjfolder\Main Grid.ElmNet\Bus74.ElmTerm | Network Model.IntPrjfolder\Network Data.IntPrjfolder\Main Grid.ElmNet\0034.ElmTr2 | 0 | 3 | 0 | 1 | 2 | abc
Cub_3 | Network Model.IntPrjfolder\Network Data.IntPrjfolder\Main Grid.ElmNet\Bus74.ElmTerm\Cub_3.StaCubic | Network Model.IntPrjfolder\Network Data.IntPrjfolder\Main Grid.ElmNet\Bus74.ElmTerm | Network Model.IntPrjfolder\Network Data.IntPrjfolder\Main Grid.ElmNet\Bus74.ElmTerm | Network Model.IntPrjfolder\Network Data.IntPrjfolder\Main Grid.ElmNet\Line29.ElmLne | 0 | 3 | 0 | 1 | 2 | abc
Cub_1 | Network Model.IntPrjfolder\Network Data.IntPrjfolder\Main Grid.ElmNet\Bus78.ElmTerm\Cub_1.StaCubic | Network Model.IntPrjfolder\Network Data.IntPrjfolder\Main Grid.ElmNet\Bus78.ElmTerm | Network Model.IntPrjfolder\Network Data.IntPrjfolder\Main Grid.ElmNet\Bus78.ElmTerm | Network Model.IntPrjfolder\Network Data.IntPrjfolder\Main Grid.ElmNet\Line29.ElmLne | 1 | 3 | 0 | 1 | 2 | abc
Cub_2 | Network Model.IntPrjfolder\Network Data.IntPrjfolder\Main Grid.ElmNet\Bus78.ElmTerm\Cub_2.StaCubic | Network Model.IntPrjfolder\Network Data.IntPrjfolder\Main Grid.ElmNet\Bus78.ElmTerm | Network Model.IntPrjfolder\Network Data.IntPrjfolder\Main Grid.ElmNet\Bus78.ElmTerm | Network Model.IntPrjfolder\Network Data.IntPrjfolder\Main Grid.ElmNet\0035.ElmTr2 | 0 | 3 | 0 | 1 | 2 | abc
Cub_1 | Network Model.IntPrjfolder\Network Data.IntPrjfolder\Main Grid.ElmNet\Bus72.ElmTerm\Cub_1.StaCubic | Network Model.IntPrjfolder\Network Data.IntPrjfolder\Main Grid.ElmNet\Bus72.ElmTerm | Network Model.IntPrjfolder\Network Data.IntPrjfolder\Main Grid.ElmNet\Bus72.ElmTerm | Network Model.IntPrjfolder\Network Data.IntPrjfolder\Main Grid.ElmNet\0034.ElmTr2 | 1 | 3 | 0 | 1 | 2 | abc
Cub_2 | Network Model.IntPrjfolder\Network Data.IntPrjfolder\Main Grid.ElmNet\Bus72.ElmTerm\Cub_2.StaCubic | Network Model.IntPrjfolder\Network Data.IntPrjfolder\Main Grid.ElmNet\Bus72.ElmTerm | Network Model.IntPrjfolder\Network Data.IntPrjfolder\Main Grid.ElmNet\Bus72.ElmTerm | Network Model.IntPrjfolder\Network Data.IntPrjfolder\Main Grid.ElmNet\ND0034.ElmLod | 0 | 3 | 0 | 1 | 2 | abc
Cub_1 | Network Model.IntPrjfolder\Network Data.IntPrjfolder\Main Grid.ElmNet\Bus77.ElmTerm\Cub_1.StaCubic | Network Model.IntPrjfolder\Network Data.IntPrjfolder\Main Grid.ElmNet\Bus77.ElmTerm | Network Model.IntPrjfolder\Network Data.IntPrjfolder\Main Grid.ElmNet\Bus77.ElmTerm | Network Model.IntPrjfolder\Network Data.IntPrjfolder\Main Grid.ElmNet\0035.ElmTr2 | 1 | 3 | 0 | 1 | 2 | abc
Cub_2 | Network Model.IntPrjfolder\Network Data.IntPrjfolder\Main Grid.ElmNet\Bus77.ElmTerm\Cub_2.StaCubic | Network Model.IntPrjfolder\Network Data.IntPrjfolder\Main Grid.ElmNet\Bus77.ElmTerm | Network Model.IntPrjfolder\Network Data.IntPrjfolder\Main Grid.ElmNet\Bus77.ElmTerm | Network Model.IntPrjfolder\Network Data.IntPrjfolder\Main Grid.ElmNet\ND0035.ElmLod | 0 | 3 | 0 | 1 | 2 | abc
Cub_1 | Network Model.IntPrjfolder\Network Data.IntPrjfolder\Main Grid.ElmNet\Bus238.ElmTerm\Cub_1.StaCubic | Network Model.IntPrjfolder\Network Data.IntPrjfolder\Main Grid.ElmNet\Bus238.ElmTerm | Network Model.IntPrjfolder\Network Data.IntPrjfolder\Main Grid.ElmNet\Bus238.ElmTerm | Network Model.IntPrjfolder\Network Data.IntPrjfolder\Main Grid.ElmNet\Line126.ElmLne | 1 | 3 | 0 | 1 | 2 | abc
Cub_2 | Network Model.IntPrjfolder\Network Data.IntPrjfolder\Main Grid.ElmNet\Bus238.ElmTerm\Cub_2.StaCubic | Network Model.IntPrjfolder\Network Data.IntPrjfolder\Main Grid.ElmNet\Bus238.ElmTerm | Network Model.IntPrjfolder\Network Data.IntPrjfolder\Main Grid.ElmNet\Bus238.ElmTerm | Network Model.IntPrjfolder\Network Data.IntPrjfolder\Main Grid.ElmNet\0036.ElmTr2 | 0 | 3 | 0 | 1 | 2 | abc
Cub_3 | Network Model.IntPrjfolder\Network Data.IntPrjfolder\Main Grid.ElmNet\Bus238.ElmTerm\Cub_3.StaCubic | Network Model.IntPrjfolder\Network Data.IntPrjfolder\Main Grid.ElmNet\Bus238.ElmTerm | Network Model.IntPrjfolder\Network Data.IntPrjfolder\Main Grid.ElmNet\Bus238.ElmTerm | Network Model.IntPrjfolder\Network Data.IntPrjfolder\Main Grid.ElmNet\Line128.ElmLne | 0 | 3 | 0 | 1 | 2 | abc
Cub_1 | Network Model.IntPrjfolder\Network Data.IntPrjfolder\Main Grid.ElmNet\Bus237.ElmTerm\Cub_1.StaCubic | Network Model.IntPrjfolder\Network Data.IntPrjfolder\Main Grid.ElmNet\Bus237.ElmTerm | Network Model.IntPrjfolder\Network Data.IntPrjfolder\Main Grid.ElmNet\Bus237.ElmTerm | Network Model.IntPrjfolder\Network Data.IntPrjfolder\Main Grid.ElmNet\0036.ElmTr2 | 1 | 3 | 0 | 1 | 2 | abc
Cub_2 | Network Model.IntPrjfolder\Network Data.IntPrjfolder\Main Grid.ElmNet\Bus237.ElmTerm\Cub_2.StaCubic | Network Model.IntPrjfolder\Network Data.IntPrjfolder\Main Grid.ElmNet\Bus237.ElmTerm | Network Model.IntPrjfolder\Network Data.IntPrjfolder\Main Grid.ElmNet\Bus237.ElmTerm | Network Model.IntPrjfolder\Network Data.IntPrjfolder\Main Grid.ElmNet\ND0036.ElmLod | 0 | 3 | 0 | 1 | 2 | abc
Cub_1 | Network Model.IntPrjfolder\Network Data.IntPrjfolder\Main Grid.ElmNet\Terminal(13).ElmTerm\Cub_1.StaCubic | Network Model.IntPrjfolder\Network Data.IntPrjfolder\Main Grid.ElmNet\Terminal(13).ElmTerm | Network Model.IntPrjfolder\Network Data.IntPrjfolder\Main Grid.ElmNet\Terminal(13).ElmTerm | Network Model.IntPrjfolder\Network Data.IntPrjfolder\Main Grid.ElmNet\Line128.ElmLne | 1 | 3 | 0 | 1 | 2 | abc
Cub_2 | Network Model.IntPrjfolder\Network Data.IntPrjfolder\Main Grid.ElmNet\Terminal(13).ElmTerm\Cub_2.StaCubic | Network Model.IntPrjfolder\Network Data.IntPrjfolder\Main Grid.ElmNet\Terminal(13).ElmTerm | Network Model.IntPrjfolder\Network Data.IntPrjfolder\Main Grid.ElmNet\Terminal(13).ElmTerm | Network Model.IntPrjfolder\Network Data.IntPrjfolder\Main Grid.ElmNet\LBSM DAUN.ElmCoup | 1 | 3 | 0 | 1 | 2 | abc
Cub_1 | Network Model.IntPrjfolder\Network Data.IntPrjfolder\Main Grid.ElmNet\Bus239.ElmTerm\Cub_1.StaCubic | Network Model.IntPrjfolder\Network Data.IntPrjfolder\Main Grid.ElmNet\Bus239.ElmTerm | Network Model.IntPrjfolder\Network Data.IntPrjfolder\Main Grid.ElmNet\Bus239.ElmTerm | Network Model.IntPrjfolder\Network Data.IntPrjfolder\Main Grid.ElmNet\LBSM DAUN.ElmCoup | 0 | 3 | 0 | 1 | 2 | abc
Cub_2 | Network Model.IntPrjfolder\Network Data.IntPrjfolder\Main Grid.ElmNet\Bus239.ElmTerm\Cub_2.StaCubic | Network Model.IntPrjfolder\Network Data.IntPrjfolder\Main Grid.ElmNet\Bus239.ElmTerm | Network Model.IntPrjfolder\Network Data.IntPrjfolder\Main Grid.ElmNet\Bus239.ElmTerm | Network Model.IntPrjfolder\Network Data.IntPrjfolder\Main Grid.ElmNet\Line130.ElmLne | 0 | 3 | 0 | 1 | 2 | abc
Cub_1 | Network Model.IntPrjfolder\Network Data.IntPrjfolder\Main Grid.ElmNet\Bus39.ElmTerm\Cub_1.StaCubic | Network Model.IntPrjfolder\Network Data.IntPrjfolder\Main Grid.ElmNet\Bus39.ElmTerm | Network Model.IntPrjfolder\Network Data.IntPrjfolder\Main Grid.ElmNet\Bus39.ElmTerm | Network Model.IntPrjfolder\Network Data.IntPrjfolder\Main Grid.ElmNet\Line130.ElmLne | 1 | 3 | 0 | 1 | 2 | abc
Cub_2 | Network Model.IntPrjfolder\Network Data.IntPrjfolder\Main Grid.ElmNet\Bus39.ElmTerm\Cub_2.StaCubic | Network Model.IntPrjfolder\Network Data.IntPrjfolder\Main Grid.ElmNet\Bus39.ElmTerm | Network Model.IntPrjfolder\Network Data.IntPrjfolder\Main Grid.ElmNet\Bus39.ElmTerm | Network Model.IntPrjfolder\Network Data.IntPrjfolder\Main Grid.ElmNet\0037.ElmTr2 | 0 | 3 | 0 | 1 | 2 | abc
Cub_3 | Network Model.IntPrjfolder\Network Data.IntPrjfolder\Main Grid.ElmNet\Bus39.ElmTerm\Cub_3.StaCubic | Network Model.IntPrjfolder\Network Data.IntPrjfolder\Main Grid.ElmNet\Bus39.ElmTerm | Network Model.IntPrjfolder\Network Data.IntPrjfolder\Main Grid.ElmNet\Bus39.ElmTerm | Network Model.IntPrjfolder\Network Data.IntPrjfolder\Main Grid.ElmNet\Line31.ElmLne | 0 | 3 | 0 | 1 | 2 | abc
Cub_1 | Network Model.IntPrjfolder\Network Data.IntPrjfolder\Main Grid.ElmNet\Bus38.ElmTerm\Cub_1.StaCubic | Network Model.IntPrjfolder\Network Data.IntPrjfolder\Main Grid.ElmNet\Bus38.ElmTerm | Network Model.IntPrjfolder\Network Data.IntPrjfolder\Main Grid.ElmNet\Bus38.ElmTerm | Network Model.IntPrjfolder\Network Data.IntPrjfolder\Main Grid.ElmNet\0037.ElmTr2 | 1 | 3 | 0 | 1 | 2 | abc
Cub_2 | Network Model.IntPrjfolder\Network Data.IntPrjfolder\Main Grid.ElmNet\Bus38.ElmTerm\Cub_2.StaCubic | Network Model.IntPrjfolder\Network Data.IntPrjfolder\Main Grid.ElmNet\Bus38.ElmTerm | Network Model.IntPrjfolder\Network Data.IntPrjfolder\Main Grid.ElmNet\Bus38.ElmTerm | Network Model.IntPrjfolder\Network Data.IntPrjfolder\Main Grid.ElmNet\ND0037.ElmLod | 0 | 3 | 0 | 1 | 2 | abc
Cub_1 | Network Model.IntPrjfolder\Network Data.IntPrjfolder\Main Grid.ElmNet\Bus82.ElmTerm\Cub_1.StaCubic | Network Model.IntPrjfolder\Network Data.IntPrjfolder\Main Grid.ElmNet\Bus82.ElmTerm | Network Model.IntPrjfolder\Network Data.IntPrjfolder\Main Grid.ElmNet\Bus82.ElmTerm | Network Model.IntPrjfolder\Network Data.IntPrjfolder\Main Grid.ElmNet\Line31.ElmLne | 1 | 3 | 0 | 1 | 2 | abc
Cub_2 | Network Model.IntPrjfolder\Network Data.IntPrjfolder\Main Grid.ElmNet\Bus82.ElmTerm\Cub_2.StaCubic | Network Model.IntPrjfolder\Network Data.IntPrjfolder\Main Grid.ElmNet\Bus82.ElmTerm | Network Model.IntPrjfolder\Network Data.IntPrjfolder\Main Grid.ElmNet\Bus82.ElmTerm | Network Model.IntPrjfolder\Network Data.IntPrjfolder\Main Grid.ElmNet\0038.ElmTr2 | 0 | 3 | 0 | 1 | 2 | abc
Cub_3 | Network Model.IntPrjfolder\Network Data.IntPrjfolder\Main Grid.ElmNet\Bus82.ElmTerm\Cub_3.StaCubic | Network Model.IntPrjfolder\Network Data.IntPrjfolder\Main Grid.ElmNet\Bus82.ElmTerm | Network Model.IntPrjfolder\Network Data.IntPrjfolder\Main Grid.ElmNet\Bus82.ElmTerm | Network Model.IntPrjfolder\Network Data.IntPrjfolder\Main Grid.ElmNet\Line32.ElmLne | 1 | 3 | 0 | 1 | 2 | abc
Cub_1 | Network Model.IntPrjfolder\Network Data.IntPrjfolder\Main Grid.ElmNet\Bus81.ElmTerm\Cub_1.StaCubic | Network Model.IntPrjfolder\Network Data.IntPrjfolder\Main Grid.ElmNet\Bus81.ElmTerm | Network Model.IntPrjfolder\Network Data.IntPrjfolder\Main Grid.ElmNet\Bus81.ElmTerm | Network Model.IntPrjfolder\Network Data.IntPrjfolder\Main Grid.ElmNet\0038.ElmTr2 | 1 | 3 | 0 | 1 | 2 | abc
Cub_2 | Network Model.IntPrjfolder\Network Data.IntPrjfolder\Main Grid.ElmNet\Bus81.ElmTerm\Cub_2.StaCubic | Network Model.IntPrjfolder\Network Data.IntPrjfolder\Main Grid.ElmNet\Bus81.ElmTerm | Network Model.IntPrjfolder\Network Data.IntPrjfolder\Main Grid.ElmNet\Bus81.ElmTerm | Network Model.IntPrjfolder\Network Data.IntPrjfolder\Main Grid.ElmNet\ND0038.ElmLod | 0 | 3 | 0 | 1 | 2 | abc
Cub_1 | Network Model.IntPrjfolder\Network Data.IntPrjfolder\Main Grid.ElmNet\Bus240.ElmTerm\Cub_1.StaCubic | Network Model.IntPrjfolder\Network Data.IntPrjfolder\Main Grid.ElmNet\Bus240.ElmTerm | Network Model.IntPrjfolder\Network Data.IntPrjfolder\Main Grid.ElmNet\Bus240.ElmTerm | Network Model.IntPrjfolder\Network Data.IntPrjfolder\Main Grid.ElmNet\Line32.ElmLne | 0 | 3 | 0 | 1 | 2 | abc
Cub_2 | Network Model.IntPrjfolder\Network Data.IntPrjfolder\Main Grid.ElmNet\Bus240.ElmTerm\Cub_2.StaCubic | Network Model.IntPrjfolder\Network Data.IntPrjfolder\Main Grid.ElmNet\Bus240.ElmTerm | Network Model.IntPrjfolder\Network Data.IntPrjfolder\Main Grid.ElmNet\Bus240.ElmTerm | Network Model.IntPrjfolder\Network Data.IntPrjfolder\Main Grid.ElmNet\Line35.ElmLne | 0 | 3 | 0 | 1 | 2 | abc
Cub_3 | Network Model.IntPrjfolder\Network Data.IntPrjfolder\Main Grid.ElmNet\Bus240.ElmTerm\Cub_3.StaCubic | Network Model.IntPrjfolder\Network Data.IntPrjfolder\Main Grid.ElmNet\Bus240.ElmTerm | Network Model.IntPrjfolder\Network Data.IntPrjfolder\Main Grid.ElmNet\Bus240.ElmTerm | Network Model.IntPrjfolder\Network Data.IntPrjfolder\Main Grid.ElmNet\Line134.ElmLne | 0 | 3 | 0 | 1 | 2 | abc
Cub_1 | Network Model.IntPrjfolder\Network Data.IntPrjfolder\Main Grid.ElmNet\Bus91.ElmTerm\Cub_1.StaCubic | Network Model.IntPrjfolder\Network Data.IntPrjfolder\Main Grid.ElmNet\Bus91.ElmTerm | Network Model.IntPrjfolder\Network Data.IntPrjfolder\Main Grid.ElmNet\Bus91.ElmTerm | Network Model.IntPrjfolder\Network Data.IntPrjfolder\Main Grid.ElmNet\Line35.ElmLne | 1 | 3 | 0 | 1 | 2 | abc
Cub_2 | Network Model.IntPrjfolder\Network Data.IntPrjfolder\Main Grid.ElmNet\Bus91.ElmTerm\Cub_2.StaCubic | Network Model.IntPrjfolder\Network Data.IntPrjfolder\Main Grid.ElmNet\Bus91.ElmTerm | Network Model.IntPrjfolder\Network Data.IntPrjfolder\Main Grid.ElmNet\Bus91.ElmTerm | Network Model.IntPrjfolder\Network Data.IntPrjfolder\Main Grid.ElmNet\0041.ElmTr2 | 0 | 3 | 0 | 1 | 2 | abc
Cub_3 | Network Model.IntPrjfolder\Network Data.IntPrjfolder\Main Grid.ElmNet\Bus91.ElmTerm\Cub_3.StaCubic | Network Model.IntPrjfolder\Network Data.IntPrjfolder\Main Grid.ElmNet\Bus91.ElmTerm | Network Model.IntPrjfolder\Network Data.IntPrjfolder\Main Grid.ElmNet\Bus91.ElmTerm | Network Model.IntPrjfolder\Network Data.IntPrjfolder\Main Grid.ElmNet\Line.ElmLne | 0 | 3 | 0 | 1 | 2 | abc
Cub_1 | Network Model.IntPrjfolder\Network Data.IntPrjfolder\Main Grid.ElmNet\Bus90.ElmTerm\Cub_1.StaCubic | Network Model.IntPrjfolder\Network Data.IntPrjfolder\Main Grid.ElmNet\Bus90.ElmTerm | Network Model.IntPrjfolder\Network Data.IntPrjfolder\Main Grid.ElmNet\Bus90.ElmTerm | Network Model.IntPrjfolder\Network Data.IntPrjfolder\Main Grid.ElmNet\0041.ElmTr2 | 1 | 3 | 0 | 1 | 2 | abc
Cub_2 | Network Model.IntPrjfolder\Network Data.IntPrjfolder\Main Grid.ElmNet\Bus90.ElmTerm\Cub_2.StaCubic | Network Model.IntPrjfolder\Network Data.IntPrjfolder\Main Grid.ElmNet\Bus90.ElmTerm | Network Model.IntPrjfolder\Network Data.IntPrjfolder\Main Grid.ElmNet\Bus90.ElmTerm | Network Model.IntPrjfolder\Network Data.IntPrjfolder\Main Grid.ElmNet\ND0041.ElmLod | 0 | 3 | 0 | 1 | 2 | abc
Cub_1 | Network Model.IntPrjfolder\Network Data.IntPrjfolder\Main Grid.ElmNet\Bus93.ElmTerm\Cub_1.StaCubic | Network Model.IntPrjfolder\Network Data.IntPrjfolder\Main Grid.ElmNet\Bus93.ElmTerm | Network Model.IntPrjfolder\Network Data.IntPrjfolder\Main Grid.ElmNet\Bus93.ElmTerm | Network Model.IntPrjfolder\Network Data.IntPrjfolder\Main Grid.ElmNet\Line.ElmLne | 1 | 3 | 0 | 1 | 2 | abc
Cub_2 | Network Model.IntPrjfolder\Network Data.IntPrjfolder\Main Grid.ElmNet\Bus93.ElmTerm\Cub_2.StaCubic | Network Model.IntPrjfolder\Network Data.IntPrjfolder\Main Grid.ElmNet\Bus93.ElmTerm | Network Model.IntPrjfolder\Network Data.IntPrjfolder\Main Grid.ElmNet\Bus93.ElmTerm | Network Model.IntPrjfolder\Network Data.IntPrjfolder\Main Grid.ElmNet\Line136.ElmLne | 0 | 3 | 0 | 1 | 2 | abc
Cub_3 | Network Model.IntPrjfolder\Network Data.IntPrjfolder\Main Grid.ElmNet\Bus93.ElmTerm\Cub_3.StaCubic | Network Model.IntPrjfolder\Network Data.IntPrjfolder\Main Grid.ElmNet\Bus93.ElmTerm | Network Model.IntPrjfolder\Network Data.IntPrjfolder\Main Grid.ElmNet\Bus93.ElmTerm | Network Model.IntPrjfolder\Network Data.IntPrjfolder\Main Grid.ElmNet\Line138.ElmLne | 0 | 3 | 0 | 1 | 2 | abc
Cub_1 | Network Model.IntPrjfolder\Network Data.IntPrjfolder\Main Grid.ElmNet\Bus241.ElmTerm\Cub_1.StaCubic | Network Model.IntPrjfolder\Network Data.IntPrjfolder\Main Grid.ElmNet\Bus241.ElmTerm | Network Model.IntPrjfolder\Network Data.IntPrjfolder\Main Grid.ElmNet\Bus241.ElmTerm | Network Model.IntPrjfolder\Network Data.IntPrjfolder\Main Grid.ElmNet\Line136.ElmLne | 1 | 3 | 0 | 1 | 2 | abc
Cub_2 | Network Model.IntPrjfolder\Network Data.IntPrjfolder\Main Grid.ElmNet\Bus241.ElmTerm\Cub_2.StaCubic | Network Model.IntPrjfolder\Network Data.IntPrjfolder\Main Grid.ElmNet\Bus241.ElmTerm | Network Model.IntPrjfolder\Network Data.IntPrjfolder\Main Grid.ElmNet\Bus241.ElmTerm | Network Model.IntPrjfolder\Network Data.IntPrjfolder\Main Grid.ElmNet\0087.ElmTr2 | 0 | 3 | 0 | 1 | 2 | abc
Cub_1 | Network Model.IntPrjfolder\Network Data.IntPrjfolder\Main Grid.ElmNet\Bus244.ElmTerm\Cub_1.StaCubic | Network Model.IntPrjfolder\Network Data.IntPrjfolder\Main Grid.ElmNet\Bus244.ElmTerm | Network Model.IntPrjfolder\Network Data.IntPrjfolder\Main Grid.ElmNet\Bus244.ElmTerm | Network Model.IntPrjfolder\Network Data.IntPrjfolder\Main Grid.ElmNet\Line138.ElmLne | 1 | 3 | 0 | 1 | 2 | abc
Cub_2 | Network Model.IntPrjfolder\Network Data.IntPrjfolder\Main Grid.ElmNet\Bus244.ElmTerm\Cub_2.StaCubic | Network Model.IntPrjfolder\Network Data.IntPrjfolder\Main Grid.ElmNet\Bus244.ElmTerm | Network Model.IntPrjfolder\Network Data.IntPrjfolder\Main Grid.ElmNet\Bus244.ElmTerm | Network Model.IntPrjfolder\Network Data.IntPrjfolder\Main Grid.ElmNet\Line140.ElmLne | 0 | 3 | 0 | 1 | 2 | abc
Cub_3 | Network Model.IntPrjfolder\Network Data.IntPrjfolder\Main Grid.ElmNet\Bus244.ElmTerm\Cub_3.StaCubic | Network Model.IntPrjfolder\Network Data.IntPrjfolder\Main Grid.ElmNet\Bus244.ElmTerm | Network Model.IntPrjfolder\Network Data.IntPrjfolder\Main Grid.ElmNet\Bus244.ElmTerm | Network Model.IntPrjfolder\Network Data.IntPrjfolder\Main Grid.ElmNet\0042.ElmTr2 | 0 | 3 | 0 | 1 | 2 | abc
Cub_1 | Network Model.IntPrjfolder\Network Data.IntPrjfolder\Main Grid.ElmNet\Bus247.ElmTerm\Cub_1.StaCubic | Network Model.IntPrjfolder\Network Data.IntPrjfolder\Main Grid.ElmNet\Bus247.ElmTerm | Network Model.IntPrjfolder\Network Data.IntPrjfolder\Main Grid.ElmNet\Bus247.ElmTerm | Network Model.IntPrjfolder\Network Data.IntPrjfolder\Main Grid.ElmNet\Line140.ElmLne | 1 | 3 | 0 | 1 | 2 | abc
Cub_2 | Network Model.IntPrjfolder\Network Data.IntPrjfolder\Main Grid.ElmNet\Bus247.ElmTerm\Cub_2.StaCubic | Network Model.IntPrjfolder\Network Data.IntPrjfolder\Main Grid.ElmNet\Bus247.ElmTerm | Network Model.IntPrjfolder\Network Data.IntPrjfolder\Main Grid.ElmNet\Bus247.ElmTerm | Network Model.IntPrjfolder\Network Data.IntPrjfolder\Main Grid.ElmNet\Line142.ElmLne | 0 | 3 | 0 | 1 | 2 | abc
Cub_3 | Network Model.IntPrjfolder\Network Data.IntPrjfolder\Main Grid.ElmNet\Bus247.ElmTerm\Cub_3.StaCubic | Network Model.IntPrjfolder\Network Data.IntPrjfolder\Main Grid.ElmNet\Bus247.ElmTerm | Network Model.IntPrjfolder\Network Data.IntPrjfolder\Main Grid.ElmNet\Bus247.ElmTerm | Network Model.IntPrjfolder\Network Data.IntPrjfolder\Main Grid.ElmNet\0092.ElmTr2 | 0 | 3 | 0 | 1 | 2 | abc
Cub_1 | Network Model.IntPrjfolder\Network Data.IntPrjfolder\Main Grid.ElmNet\Bus250.ElmTerm\Cub_1.StaCubic | Network Model.IntPrjfolder\Network Data.IntPrjfolder\Main Grid.ElmNet\Bus250.ElmTerm | Network Model.IntPrjfolder\Network Data.IntPrjfolder\Main Grid.ElmNet\Bus250.ElmTerm | Network Model.IntPrjfolder\Network Data.IntPrjfolder\Main Grid.ElmNet\Line142.ElmLne | 1 | 3 | 0 | 1 | 2 | abc
Cub_2 | Network Model.IntPrjfolder\Network Data.IntPrjfolder\Main Grid.ElmNet\Bus250.ElmTerm\Cub_2.StaCubic | Network Model.IntPrjfolder\Network Data.IntPrjfolder\Main Grid.ElmNet\Bus250.ElmTerm | Network Model.IntPrjfolder\Network Data.IntPrjfolder\Main Grid.ElmNet\Bus250.ElmTerm | Network Model.IntPrjfolder\Network Data.IntPrjfolder\Main Grid.ElmNet\Line146.ElmLne | 0 | 3 | 0 | 1 | 2 | abc
Cub_3 | Network Model.IntPrjfolder\Network Data.IntPrjfolder\Main Grid.ElmNet\Bus250.ElmTerm\Cub_3.StaCubic | Network Model.IntPrjfolder\Network Data.IntPrjfolder\Main Grid.ElmNet\Bus250.ElmTerm | Network Model.IntPrjfolder\Network Data.IntPrjfolder\Main Grid.ElmNet\Bus250.ElmTerm | Network Model.IntPrjfolder\Network Data.IntPrjfolder\Main Grid.ElmNet\0095.ElmTr2 | 0 | 3 | 0 | 1 | 2 | abc
Cub_1 | Network Model.IntPrjfolder\Network Data.IntPrjfolder\Main Grid.ElmNet\Bus254.ElmTerm\Cub_1.StaCubic | Network Model.IntPrjfolder\Network Data.IntPrjfolder\Main Grid.ElmNet\Bus254.ElmTerm | Network Model.IntPrjfolder\Network Data.IntPrjfolder\Main Grid.ElmNet\Bus254.ElmTerm | Network Model.IntPrjfolder\Network Data.IntPrjfolder\Main Grid.ElmNet\Line146.ElmLne | 1 | 3 | 0 | 1 | 2 | abc
Cub_2 | Network Model.IntPrjfolder\Network Data.IntPrjfolder\Main Grid.ElmNet\Bus254.ElmTerm\Cub_2.StaCubic | Network Model.IntPrjfolder\Network Data.IntPrjfolder\Main Grid.ElmNet\Bus254.ElmTerm | Network Model.IntPrjfolder\Network Data.IntPrjfolder\Main Grid.ElmNet\Bus254.ElmTerm | Network Model.IntPrjfolder\Network Data.IntPrjfolder\Main Grid.ElmNet\Line148.ElmLne | 0 | 3 | 0 | 1 | 2 | abc
Cub_3 | Network Model.IntPrjfolder\Network Data.IntPrjfolder\Main Grid.ElmNet\Bus254.ElmTerm\Cub_3.StaCubic | Network Model.IntPrjfolder\Network Data.IntPrjfolder\Main Grid.ElmNet\Bus254.ElmTerm | Network Model.IntPrjfolder\Network Data.IntPrjfolder\Main Grid.ElmNet\Bus254.ElmTerm | Network Model.IntPrjfolder\Network Data.IntPrjfolder\Main Grid.ElmNet\0093.ElmTr2 | 0 | 3 | 0 | 1 | 2 | abc
Cub_1 | Network Model.IntPrjfolder\Network Data.IntPrjfolder\Main Grid.ElmNet\Bus257.ElmTerm\Cub_1.StaCubic | Network Model.IntPrjfolder\Network Data.IntPrjfolder\Main Grid.ElmNet\Bus257.ElmTerm | Network Model.IntPrjfolder\Network Data.IntPrjfolder\Main Grid.ElmNet\Bus257.ElmTerm | Network Model.IntPrjfolder\Network Data.IntPrjfolder\Main Grid.ElmNet\Line148.ElmLne | 1 | 3 | 0 | 1 | 2 | abc
Cub_2 | Network Model.IntPrjfolder\Network Data.IntPrjfolder\Main Grid.ElmNet\Bus257.ElmTerm\Cub_2.StaCubic | Network Model.IntPrjfolder\Network Data.IntPrjfolder\Main Grid.ElmNet\Bus257.ElmTerm | Network Model.IntPrjfolder\Network Data.IntPrjfolder\Main Grid.ElmNet\Bus257.ElmTerm | Network Model.IntPrjfolder\Network Data.IntPrjfolder\Main Grid.ElmNet\0094.ElmTr2 | 0 | 3 | 0 | 1 | 2 | abc
Cub_1 | Network Model.IntPrjfolder\Network Data.IntPrjfolder\Main Grid.ElmNet\Bus92.ElmTerm\Cub_1.StaCubic | Network Model.IntPrjfolder\Network Data.IntPrjfolder\Main Grid.ElmNet\Bus92.ElmTerm | Network Model.IntPrjfolder\Network Data.IntPrjfolder\Main Grid.ElmNet\Bus92.ElmTerm | Network Model.IntPrjfolder\Network Data.IntPrjfolder\Main Grid.ElmNet\0087.ElmTr2 | 1 | 3 | 0 | 1 | 2 | abc
Cub_2 | Network Model.IntPrjfolder\Network Data.IntPrjfolder\Main Grid.ElmNet\Bus92.ElmTerm\Cub_2.StaCubic | Network Model.IntPrjfolder\Network Data.IntPrjfolder\Main Grid.ElmNet\Bus92.ElmTerm | Network Model.IntPrjfolder\Network Data.IntPrjfolder\Main Grid.ElmNet\Bus92.ElmTerm | Network Model.IntPrjfolder\Network Data.IntPrjfolder\Main Grid.ElmNet\ND0087.ElmLod | 0 | 3 | 0 | 1 | 2 | abc
Cub_1 | Network Model.IntPrjfolder\Network Data.IntPrjfolder\Main Grid.ElmNet\Bus243.ElmTerm\Cub_1.StaCubic | Network Model.IntPrjfolder\Network Data.IntPrjfolder\Main Grid.ElmNet\Bus243.ElmTerm | Network Model.IntPrjfolder\Network Data.IntPrjfolder\Main Grid.ElmNet\Bus243.ElmTerm | Network Model.IntPrjfolder\Network Data.IntPrjfolder\Main Grid.ElmNet\0042.ElmTr2 | 1 | 3 | 0 | 1 | 2 | abc
Cub_2 | Network Model.IntPrjfolder\Network Data.IntPrjfolder\Main Grid.ElmNet\Bus243.ElmTerm\Cub_2.StaCubic | Network Model.IntPrjfolder\Network Data.IntPrjfolder\Main Grid.ElmNet\Bus243.ElmTerm | Network Model.IntPrjfolder\Network Data.IntPrjfolder\Main Grid.ElmNet\Bus243.ElmTerm | Network Model.IntPrjfolder\Network Data.IntPrjfolder\Main Grid.ElmNet\ND0042.ElmLod | 0 | 3 | 0 | 1 | 2 | abc
Cub_1 | Network Model.IntPrjfolder\Network Data.IntPrjfolder\Main Grid.ElmNet\Bus246.ElmTerm\Cub_1.StaCubic | Network Model.IntPrjfolder\Network Data.IntPrjfolder\Main Grid.ElmNet\Bus246.ElmTerm | Network Model.IntPrjfolder\Network Data.IntPrjfolder\Main Grid.ElmNet\Bus246.ElmTerm | Network Model.IntPrjfolder\Network Data.IntPrjfolder\Main Grid.ElmNet\0092.ElmTr2 | 1 | 3 | 0 | 1 | 2 | abc
Cub_2 | Network Model.IntPrjfolder\Network Data.IntPrjfolder\Main Grid.ElmNet\Bus246.ElmTerm\Cub_2.StaCubic | Network Model.IntPrjfolder\Network Data.IntPrjfolder\Main Grid.ElmNet\Bus246.ElmTerm | Network Model.IntPrjfolder\Network Data.IntPrjfolder\Main Grid.ElmNet\Bus246.ElmTerm | Network Model.IntPrjfolder\Network Data.IntPrjfolder\Main Grid.ElmNet\ND0092.ElmLod | 0 | 3 | 0 | 1 | 2 | abc
Cub_1 | Network Model.IntPrjfolder\Network Data.IntPrjfolder\Main Grid.ElmNet\Bus249.ElmTerm\Cub_1.StaCubic | Network Model.IntPrjfolder\Network Data.IntPrjfolder\Main Grid.ElmNet\Bus249.ElmTerm | Network Model.IntPrjfolder\Network Data.IntPrjfolder\Main Grid.ElmNet\Bus249.ElmTerm | Network Model.IntPrjfolder\Network Data.IntPrjfolder\Main Grid.ElmNet\0095.ElmTr2 | 1 | 3 | 0 | 1 | 2 | abc
Cub_2 | Network Model.IntPrjfolder\Network Data.IntPrjfolder\Main Grid.ElmNet\Bus249.ElmTerm\Cub_2.StaCubic | Network Model.IntPrjfolder\Network Data.IntPrjfolder\Main Grid.ElmNet\Bus249.ElmTerm | Network Model.IntPrjfolder\Network Data.IntPrjfolder\Main Grid.ElmNet\Bus249.ElmTerm | Network Model.IntPrjfolder\Network Data.IntPrjfolder\Main Grid.ElmNet\ND0095.ElmLod | 0 | 3 | 0 | 1 | 2 | abc
Cub_1 | Network Model.IntPrjfolder\Network Data.IntPrjfolder\Main Grid.ElmNet\Bus253.ElmTerm\Cub_1.StaCubic | Network Model.IntPrjfolder\Network Data.IntPrjfolder\Main Grid.ElmNet\Bus253.ElmTerm | Network Model.IntPrjfolder\Network Data.IntPrjfolder\Main Grid.ElmNet\Bus253.ElmTerm | Network Model.IntPrjfolder\Network Data.IntPrjfolder\Main Grid.ElmNet\0093.ElmTr2 | 1 | 3 | 0 | 1 | 2 | abc
Cub_2 | Network Model.IntPrjfolder\Network Data.IntPrjfolder\Main Grid.ElmNet\Bus253.ElmTerm\Cub_2.StaCubic | Network Model.IntPrjfolder\Network Data.IntPrjfolder\Main Grid.ElmNet\Bus253.ElmTerm | Network Model.IntPrjfolder\Network Data.IntPrjfolder\Main Grid.ElmNet\Bus253.ElmTerm | Network Model.IntPrjfolder\Network Data.IntPrjfolder\Main Grid.ElmNet\ND0093.ElmLod | 0 | 3 | 0 | 1 | 2 | abc
Cub_1 | Network Model.IntPrjfolder\Network Data.IntPrjfolder\Main Grid.ElmNet\Bus256.ElmTerm\Cub_1.StaCubic | Network Model.IntPrjfolder\Network Data.IntPrjfolder\Main Grid.ElmNet\Bus256.ElmTerm | Network Model.IntPrjfolder\Network Data.IntPrjfolder\Main Grid.ElmNet\Bus256.ElmTerm | Network Model.IntPrjfolder\Network Data.IntPrjfolder\Main Grid.ElmNet\0094.ElmTr2 | 1 | 3 | 0 | 1 | 2 | abc
Cub_2 | Network Model.IntPrjfolder\Network Data.IntPrjfolder\Main Grid.ElmNet\Bus256.ElmTerm\Cub_2.StaCubic | Network Model.IntPrjfolder\Network Data.IntPrjfolder\Main Grid.ElmNet\Bus256.ElmTerm | Network Model.IntPrjfolder\Network Data.IntPrjfolder\Main Grid.ElmNet\Bus256.ElmTerm | Network Model.IntPrjfolder\Network Data.IntPrjfolder\Main Grid.ElmNet\ND0094.ElmLod | 0 | 3 | 0 | 1 | 2 | abc
Cub_1 | Network Model.IntPrjfolder\Network Data.IntPrjfolder\Main Grid.ElmNet\Terminal(14).ElmTerm\Cub_1.StaCubic | Network Model.IntPrjfolder\Network Data.IntPrjfolder\Main Grid.ElmNet\Terminal(14).ElmTerm | Network Model.IntPrjfolder\Network Data.IntPrjfolder\Main Grid.ElmNet\Terminal(14).ElmTerm | Network Model.IntPrjfolder\Network Data.IntPrjfolder\Main Grid.ElmNet\Line134.ElmLne | 1 | 3 | 0 | 1 | 2 | abc
Cub_2 | Network Model.IntPrjfolder\Network Data.IntPrjfolder\Main Grid.ElmNet\Terminal(14).ElmTerm\Cub_2.StaCubic | Network Model.IntPrjfolder\Network Data.IntPrjfolder\Main Grid.ElmNet\Terminal(14).ElmTerm | Network Model.IntPrjfolder\Network Data.IntPrjfolder\Main Grid.ElmNet\Terminal(14).ElmTerm | Network Model.IntPrjfolder\Network Data.IntPrjfolder\Main Grid.ElmNet\REC PAMONA.ElmCoup | 1 | 3 | 0 | 1 | 2 | abc
Cub_1 | Network Model.IntPrjfolder\Network Data.IntPrjfolder\Main Grid.ElmNet\Bus258.ElmTerm\Cub_1.StaCubic | Network Model.IntPrjfolder\Network Data.IntPrjfolder\Main Grid.ElmNet\Bus258.ElmTerm | Network Model.IntPrjfolder\Network Data.IntPrjfolder\Main Grid.ElmNet\Bus258.ElmTerm | Network Model.IntPrjfolder\Network Data.IntPrjfolder\Main Grid.ElmNet\REC PAMONA.ElmCoup | 0 | 3 | 0 | 1 | 2 | abc
Cub_2 | Network Model.IntPrjfolder\Network Data.IntPrjfolder\Main Grid.ElmNet\Bus258.ElmTerm\Cub_2.StaCubic | Network Model.IntPrjfolder\Network Data.IntPrjfolder\Main Grid.ElmNet\Bus258.ElmTerm | Network Model.IntPrjfolder\Network Data.IntPrjfolder\Main Grid.ElmNet\Bus258.ElmTerm | Network Model.IntPrjfolder\Network Data.IntPrjfolder\Main Grid.ElmNet\Line132.ElmLne | 0 | 3 | 0 | 1 | 2 | abc
Cub_1 | Network Model.IntPrjfolder\Network Data.IntPrjfolder\Main Grid.ElmNet\Bus84.ElmTerm\Cub_1.StaCubic | Network Model.IntPrjfolder\Network Data.IntPrjfolder\Main Grid.ElmNet\Bus84.ElmTerm | Network Model.IntPrjfolder\Network Data.IntPrjfolder\Main Grid.ElmNet\Bus84.ElmTerm | Network Model.IntPrjfolder\Network Data.IntPrjfolder\Main Grid.ElmNet\Line132.ElmLne | 1 | 3 | 0 | 1 | 2 | abc
Cub_2 | Network Model.IntPrjfolder\Network Data.IntPrjfolder\Main Grid.ElmNet\Bus84.ElmTerm\Cub_2.StaCubic | Network Model.IntPrjfolder\Network Data.IntPrjfolder\Main Grid.ElmNet\Bus84.ElmTerm | Network Model.IntPrjfolder\Network Data.IntPrjfolder\Main Grid.ElmNet\Bus84.ElmTerm | Network Model.IntPrjfolder\Network Data.IntPrjfolder\Main Grid.ElmNet\0039.ElmTr2 | 0 | 3 | 0 | 1 | 2 | abc
Cub_3 | Network Model.IntPrjfolder\Network Data.IntPrjfolder\Main Grid.ElmNet\Bus84.ElmTerm\Cub_3.StaCubic | Network Model.IntPrjfolder\Network Data.IntPrjfolder\Main Grid.ElmNet\Bus84.ElmTerm | Network Model.IntPrjfolder\Network Data.IntPrjfolder\Main Grid.ElmNet\Bus84.ElmTerm | Network Model.IntPrjfolder\Network Data.IntPrjfolder\Main Grid.ElmNet\Line33.ElmLne | 0 | 3 | 0 | 1 | 2 | abc
Cub_1 | Network Model.IntPrjfolder\Network Data.IntPrjfolder\Main Grid.ElmNet\Bus83.ElmTerm\Cub_1.StaCubic | Network Model.IntPrjfolder\Network Data.IntPrjfolder\Main Grid.ElmNet\Bus83.ElmTerm | Network Model.IntPrjfolder\Network Data.IntPrjfolder\Main Grid.ElmNet\Bus83.ElmTerm | Network Model.IntPrjfolder\Network Data.IntPrjfolder\Main Grid.ElmNet\0039.ElmTr2 | 1 | 3 | 0 | 1 | 2 | abc
Cub_2 | Network Model.IntPrjfolder\Network Data.IntPrjfolder\Main Grid.ElmNet\Bus83.ElmTerm\Cub_2.StaCubic | Network Model.IntPrjfolder\Network Data.IntPrjfolder\Main Grid.ElmNet\Bus83.ElmTerm | Network Model.IntPrjfolder\Network Data.IntPrjfolder\Main Grid.ElmNet\Bus83.ElmTerm | Network Model.IntPrjfolder\Network Data.IntPrjfolder\Main Grid.ElmNet\ND0039.ElmLod | 0 | 3 | 0 | 1 | 2 | abc
Cub_1 | Network Model.IntPrjfolder\Network Data.IntPrjfolder\Main Grid.ElmNet\Bus86.ElmTerm\Cub_1.StaCubic | Network Model.IntPrjfolder\Network Data.IntPrjfolder\Main Grid.ElmNet\Bus86.ElmTerm | Network Model.IntPrjfolder\Network Data.IntPrjfolder\Main Grid.ElmNet\Bus86.ElmTerm | Network Model.IntPrjfolder\Network Data.IntPrjfolder\Main Grid.ElmNet\Line33.ElmLne | 1 | 3 | 0 | 1 | 2 | abc
Cub_2 | Network Model.IntPrjfolder\Network Data.IntPrjfolder\Main Grid.ElmNet\Bus86.ElmTerm\Cub_2.StaCubic | Network Model.IntPrjfolder\Network Data.IntPrjfolder\Main Grid.ElmNet\Bus86.ElmTerm | Network Model.IntPrjfolder\Network Data.IntPrjfolder\Main Grid.ElmNet\Bus86.ElmTerm | Network Model.IntPrjfolder\Network Data.IntPrjfolder\Main Grid.ElmNet\0040.ElmTr2 | 0 | 3 | 0 | 1 | 2 | abc
Cub_3 | Network Model.IntPrjfolder\Network Data.IntPrjfolder\Main Grid.ElmNet\Bus86.ElmTerm\Cub_3.StaCubic | Network Model.IntPrjfolder\Network Data.IntPrjfolder\Main Grid.ElmNet\Bus86.ElmTerm | Network Model.IntPrjfolder\Network Data.IntPrjfolder\Main Grid.ElmNet\Bus86.ElmTerm | Network Model.IntPrjfolder\Network Data.IntPrjfolder\Main Grid.ElmNet\Line150.ElmLne | 0 | 3 | 0 | 1 | 2 | abc
Cub_4 | Network Model.IntPrjfolder\Network Data.IntPrjfolder\Main Grid.ElmNet\Bus86.ElmTerm\Cub_4.StaCubic | Network Model.IntPrjfolder\Network Data.IntPrjfolder\Main Grid.ElmNet\Bus86.ElmTerm | Network Model.IntPrjfolder\Network Data.IntPrjfolder\Main Grid.ElmNet\Bus86.ElmTerm | Network Model.IntPrjfolder\Network Data.IntPrjfolder\Main Grid.ElmNet\Line34.ElmLne | 0 | 3 | 0 | 1 | 2 | abc
Cub_1 | Network Model.IntPrjfolder\Network Data.IntPrjfolder\Main Grid.ElmNet\Bus85.ElmTerm\Cub_1.StaCubic | Network Model.IntPrjfolder\Network Data.IntPrjfolder\Main Grid.ElmNet\Bus85.ElmTerm | Network Model.IntPrjfolder\Network Data.IntPrjfolder\Main Grid.ElmNet\Bus85.ElmTerm | Network Model.IntPrjfolder\Network Data.IntPrjfolder\Main Grid.ElmNet\0040.ElmTr2 | 1 | 3 | 0 | 1 | 2 | abc
Cub_2 | Network Model.IntPrjfolder\Network Data.IntPrjfolder\Main Grid.ElmNet\Bus85.ElmTerm\Cub_2.StaCubic | Network Model.IntPrjfolder\Network Data.IntPrjfolder\Main Grid.ElmNet\Bus85.ElmTerm | Network Model.IntPrjfolder\Network Data.IntPrjfolder\Main Grid.ElmNet\Bus85.ElmTerm | Network Model.IntPrjfolder\Network Data.IntPrjfolder\Main Grid.ElmNet\ND0040.ElmLod | 0 | 3 | 0 | 1 | 2 | abc
Cub_1 | Network Model.IntPrjfolder\Network Data.IntPrjfolder\Main Grid.ElmNet\Bus261.ElmTerm\Cub_1.StaCubic | Network Model.IntPrjfolder\Network Data.IntPrjfolder\Main Grid.ElmNet\Bus261.ElmTerm | Network Model.IntPrjfolder\Network Data.IntPrjfolder\Main Grid.ElmNet\Bus261.ElmTerm | Network Model.IntPrjfolder\Network Data.IntPrjfolder\Main Grid.ElmNet\Line150.ElmLne | 1 | 3 | 0 | 1 | 2 | abc
Cub_2 | Network Model.IntPrjfolder\Network Data.IntPrjfolder\Main Grid.ElmNet\Bus261.ElmTerm\Cub_2.StaCubic | Network Model.IntPrjfolder\Network Data.IntPrjfolder\Main Grid.ElmNet\Bus261.ElmTerm | Network Model.IntPrjfolder\Network Data.IntPrjfolder\Main Grid.ElmNet\Bus261.ElmTerm | Network Model.IntPrjfolder\Network Data.IntPrjfolder\Main Grid.ElmNet\Line152.ElmLne | 0 | 3 | 0 | 1 | 2 | abc
Cub_1 | Network Model.IntPrjfolder\Network Data.IntPrjfolder\Main Grid.ElmNet\Bus262.ElmTerm\Cub_1.StaCubic | Network Model.IntPrjfolder\Network Data.IntPrjfolder\Main Grid.ElmNet\Bus262.ElmTerm | Network Model.IntPrjfolder\Network Data.IntPrjfolder\Main Grid.ElmNet\Bus262.ElmTerm | Network Model.IntPrjfolder\Network Data.IntPrjfolder\Main Grid.ElmNet\Line152.ElmLne | 1 | 3 | 0 | 1 | 2 | abc
Cub_2 | Network Model.IntPrjfolder\Network Data.IntPrjfolder\Main Grid.ElmNet\Bus262.ElmTerm\Cub_2.StaCubic | Network Model.IntPrjfolder\Network Data.IntPrjfolder\Main Grid.ElmNet\Bus262.ElmTerm | Network Model.IntPrjfolder\Network Data.IntPrjfolder\Main Grid.ElmNet\Bus262.ElmTerm | Network Model.IntPrjfolder\Network Data.IntPrjfolder\Main Grid.ElmNet\0096.ElmTr2 | 0 | 3 | 0 | 1 | 2 | abc
Cub_1 | Network Model.IntPrjfolder\Network Data.IntPrjfolder\Main Grid.ElmNet\Bus260.ElmTerm\Cub_1.StaCubic | Network Model.IntPrjfolder\Network Data.IntPrjfolder\Main Grid.ElmNet\Bus260.ElmTerm | Network Model.IntPrjfolder\Network Data.IntPrjfolder\Main Grid.ElmNet\Bus260.ElmTerm | Network Model.IntPrjfolder\Network Data.IntPrjfolder\Main Grid.ElmNet\0096.ElmTr2 | 1 | 3 | 0 | 1 | 2 | abc
Cub_2 | Network Model.IntPrjfolder\Network Data.IntPrjfolder\Main Grid.ElmNet\Bus260.ElmTerm\Cub_2.StaCubic | Network Model.IntPrjfolder\Network Data.IntPrjfolder\Main Grid.ElmNet\Bus260.ElmTerm | Network Model.IntPrjfolder\Network Data.IntPrjfolder\Main Grid.ElmNet\Bus260.ElmTerm | Network Model.IntPrjfolder\Network Data.IntPrjfolder\Main Grid.ElmNet\ND0096.ElmLod | 0 | 3 | 0 | 1 | 2 | abc
Cub_1 | Network Model.IntPrjfolder\Network Data.IntPrjfolder\Main Grid.ElmNet\Bus88.ElmTerm\Cub_1.StaCubic | Network Model.IntPrjfolder\Network Data.IntPrjfolder\Main Grid.ElmNet\Bus88.ElmTerm | Network Model.IntPrjfolder\Network Data.IntPrjfolder\Main Grid.ElmNet\Bus88.ElmTerm | Network Model.IntPrjfolder\Network Data.IntPrjfolder\Main Grid.ElmNet\Line34.ElmLne | 1 | 3 | 0 | 1 | 2 | abc
Cub_2 | Network Model.IntPrjfolder\Network Data.IntPrjfolder\Main Grid.ElmNet\Bus88.ElmTerm\Cub_2.StaCubic | Network Model.IntPrjfolder\Network Data.IntPrjfolder\Main Grid.ElmNet\Bus88.ElmTerm | Network Model.IntPrjfolder\Network Data.IntPrjfolder\Main Grid.ElmNet\Bus88.ElmTerm | Network Model.IntPrjfolder\Network Data.IntPrjfolder\Main Grid.ElmNet\0043.ElmTr2 | 0 | 3 | 0 | 1 | 2 | abc
Cub_3 | Network Model.IntPrjfolder\Network Data.IntPrjfolder\Main Grid.ElmNet\Bus88.ElmTerm\Cub_3.StaCubic | Network Model.IntPrjfolder\Network Data.IntPrjfolder\Main Grid.ElmNet\Bus88.ElmTerm | Network Model.IntPrjfolder\Network Data.IntPrjfolder\Main Grid.ElmNet\Bus88.ElmTerm | Network Model.IntPrjfolder\Network Data.IntPrjfolder\Main Grid.ElmNet\Line37.ElmLne | 0 | 3 | 0 | 1 | 2 | abc
Cub_1 | Network Model.IntPrjfolder\Network Data.IntPrjfolder\Main Grid.ElmNet\Bus87.ElmTerm\Cub_1.StaCubic | Network Model.IntPrjfolder\Network Data.IntPrjfolder\Main Grid.ElmNet\Bus87.ElmTerm | Network Model.IntPrjfolder\Network Data.IntPrjfolder\Main Grid.ElmNet\Bus87.ElmTerm | Network Model.IntPrjfolder\Network Data.IntPrjfolder\Main Grid.ElmNet\0043.ElmTr2 | 1 | 3 | 0 | 1 | 2 | abc
Cub_2 | Network Model.IntPrjfolder\Network Data.IntPrjfolder\Main Grid.ElmNet\Bus87.ElmTerm\Cub_2.StaCubic | Network Model.IntPrjfolder\Network Data.IntPrjfolder\Main Grid.ElmNet\Bus87.ElmTerm | Network Model.IntPrjfolder\Network Data.IntPrjfolder\Main Grid.ElmNet\Bus87.ElmTerm | Network Model.IntPrjfolder\Network Data.IntPrjfolder\Main Grid.ElmNet\ND0043.ElmLod | 0 | 3 | 0 | 1 | 2 | abc
Cub_1 | Network Model.IntPrjfolder\Network Data.IntPrjfolder\Main Grid.ElmNet\Terminal(15).ElmTerm\Cub_1.StaCubic | Network Model.IntPrjfolder\Network Data.IntPrjfolder\Main Grid.ElmNet\Terminal(15).ElmTerm | Network Model.IntPrjfolder\Network Data.IntPrjfolder\Main Grid.ElmNet\Terminal(15).ElmTerm | Network Model.IntPrjfolder\Network Data.IntPrjfolder\Main Grid.ElmNet\Line37.ElmLne | 1 | 3 | 0 | 1 | 2 | abc
Cub_2 | Network Model.IntPrjfolder\Network Data.IntPrjfolder\Main Grid.ElmNet\Terminal(15).ElmTerm\Cub_2.StaCubic | Network Model.IntPrjfolder\Network Data.IntPrjfolder\Main Grid.ElmNet\Terminal(15).ElmTerm | Network Model.IntPrjfolder\Network Data.IntPrjfolder\Main Grid.ElmNet\Terminal(15).ElmTerm | Network Model.IntPrjfolder\Network Data.IntPrjfolder\Main Grid.ElmNet\LBS CARABAKA.ElmCoup | 1 | 3 | 0 | 1 | 2 | abc
Cub_1 | Network Model.IntPrjfolder\Network Data.IntPrjfolder\Main Grid.ElmNet\Bus263.ElmTerm\Cub_1.StaCubic | Network Model.IntPrjfolder\Network Data.IntPrjfolder\Main Grid.ElmNet\Bus263.ElmTerm | Network Model.IntPrjfolder\Network Data.IntPrjfolder\Main Grid.ElmNet\Bus263.ElmTerm | Network Model.IntPrjfolder\Network Data.IntPrjfolder\Main Grid.ElmNet\LBS CARABAKA.ElmCoup | 0 | 3 | 0 | 1 | 2 | abc
Cub_2 | Network Model.IntPrjfolder\Network Data.IntPrjfolder\Main Grid.ElmNet\Bus263.ElmTerm\Cub_2.StaCubic | Network Model.IntPrjfolder\Network Data.IntPrjfolder\Main Grid.ElmNet\Bus263.ElmTerm | Network Model.IntPrjfolder\Network Data.IntPrjfolder\Main Grid.ElmNet\Bus263.ElmTerm | Network Model.IntPrjfolder\Network Data.IntPrjfolder\Main Grid.ElmNet\Line154.ElmLne | 0 | 3 | 0 | 1 | 2 | abc
Cub_1 | Network Model.IntPrjfolder\Network Data.IntPrjfolder\Main Grid.ElmNet\Bus95.ElmTerm\Cub_1.StaCubic | Network Model.IntPrjfolder\Network Data.IntPrjfolder\Main Grid.ElmNet\Bus95.ElmTerm | Network Model.IntPrjfolder\Network Data.IntPrjfolder\Main Grid.ElmNet\Bus95.ElmTerm | Network Model.IntPrjfolder\Network Data.IntPrjfolder\Main Grid.ElmNet\Line154.ElmLne | 1 | 3 | 0 | 1 | 2 | abc
Cub_2 | Network Model.IntPrjfolder\Network Data.IntPrjfolder\Main Grid.ElmNet\Bus95.ElmTerm\Cub_2.StaCubic | Network Model.IntPrjfolder\Network Data.IntPrjfolder\Main Grid.ElmNet\Bus95.ElmTerm | Network Model.IntPrjfolder\Network Data.IntPrjfolder\Main Grid.ElmNet\Bus95.ElmTerm | Network Model.IntPrjfolder\Network Data.IntPrjfolder\Main Grid.ElmNet\0044.ElmTr2 | 0 | 3 | 0 | 1 | 2 | abc
Cub_3 | Network Model.IntPrjfolder\Network Data.IntPrjfolder\Main Grid.ElmNet\Bus95.ElmTerm\Cub_3.StaCubic | Network Model.IntPrjfolder\Network Data.IntPrjfolder\Main Grid.ElmNet\Bus95.ElmTerm | Network Model.IntPrjfolder\Network Data.IntPrjfolder\Main Grid.ElmNet\Bus95.ElmTerm | Network Model.IntPrjfolder\Network Data.IntPrjfolder\Main Grid.ElmNet\Line38.ElmLne | 0 | 3 | 0 | 1 | 2 | abc
Cub_1 | Network Model.IntPrjfolder\Network Data.IntPrjfolder\Main Grid.ElmNet\Bus94.ElmTerm\Cub_1.StaCubic | Network Model.IntPrjfolder\Network Data.IntPrjfolder\Main Grid.ElmNet\Bus94.ElmTerm | Network Model.IntPrjfolder\Network Data.IntPrjfolder\Main Grid.ElmNet\Bus94.ElmTerm | Network Model.IntPrjfolder\Network Data.IntPrjfolder\Main Grid.ElmNet\0044.ElmTr2 | 1 | 3 | 0 | 1 | 2 | abc
Cub_2 | Network Model.IntPrjfolder\Network Data.IntPrjfolder\Main Grid.ElmNet\Bus94.ElmTerm\Cub_2.StaCubic | Network Model.IntPrjfolder\Network Data.IntPrjfolder\Main Grid.ElmNet\Bus94.ElmTerm | Network Model.IntPrjfolder\Network Data.IntPrjfolder\Main Grid.ElmNet\Bus94.ElmTerm | Network Model.IntPrjfolder\Network Data.IntPrjfolder\Main Grid.ElmNet\ND0044.ElmLod | 0 | 3 | 0 | 1 | 2 | abc
Cub_1 | Network Model.IntPrjfolder\Network Data.IntPrjfolder\Main Grid.ElmNet\Bus97.ElmTerm\Cub_1.StaCubic | Network Model.IntPrjfolder\Network Data.IntPrjfolder\Main Grid.ElmNet\Bus97.ElmTerm | Network Model.IntPrjfolder\Network Data.IntPrjfolder\Main Grid.ElmNet\Bus97.ElmTerm | Network Model.IntPrjfolder\Network Data.IntPrjfolder\Main Grid.ElmNet\Line38.ElmLne | 1 | 3 | 0 | 1 | 2 | abc
Cub_2 | Network Model.IntPrjfolder\Network Data.IntPrjfolder\Main Grid.ElmNet\Bus97.ElmTerm\Cub_2.StaCubic | Network Model.IntPrjfolder\Network Data.IntPrjfolder\Main Grid.ElmNet\Bus97.ElmTerm | Network Model.IntPrjfolder\Network Data.IntPrjfolder\Main Grid.ElmNet\Bus97.ElmTerm | Network Model.IntPrjfolder\Network Data.IntPrjfolder\Main Grid.ElmNet\0045.ElmTr2 | 0 | 3 | 0 | 1 | 2 | abc
Cub_3 | Network Model.IntPrjfolder\Network Data.IntPrjfolder\Main Grid.ElmNet\Bus97.ElmTerm\Cub_3.StaCubic | Network Model.IntPrjfolder\Network Data.IntPrjfolder\Main Grid.ElmNet\Bus97.ElmTerm | Network Model.IntPrjfolder\Network Data.IntPrjfolder\Main Grid.ElmNet\Bus97.ElmTerm | Network Model.IntPrjfolder\Network Data.IntPrjfolder\Main Grid.ElmNet\Line39.ElmLne | 0 | 3 | 0 | 1 | 2 | abc
Cub_1 | Network Model.IntPrjfolder\Network Data.IntPrjfolder\Main Grid.ElmNet\Bus96.ElmTerm\Cub_1.StaCubic | Network Model.IntPrjfolder\Network Data.IntPrjfolder\Main Grid.ElmNet\Bus96.ElmTerm | Network Model.IntPrjfolder\Network Data.IntPrjfolder\Main Grid.ElmNet\Bus96.ElmTerm | Network Model.IntPrjfolder\Network Data.IntPrjfolder\Main Grid.ElmNet\0045.ElmTr2 | 1 | 3 | 0 | 1 | 2 | abc
Cub_2 | Network Model.IntPrjfolder\Network Data.IntPrjfolder\Main Grid.ElmNet\Bus96.ElmTerm\Cub_2.StaCubic | Network Model.IntPrjfolder\Network Data.IntPrjfolder\Main Grid.ElmNet\Bus96.ElmTerm | Network Model.IntPrjfolder\Network Data.IntPrjfolder\Main Grid.ElmNet\Bus96.ElmTerm | Network Model.IntPrjfolder\Network Data.IntPrjfolder\Main Grid.ElmNet\ND0045.ElmLod | 0 | 3 | 0 | 1 | 2 | abc
Cub_1 | Network Model.IntPrjfolder\Network Data.IntPrjfolder\Main Grid.ElmNet\Bus264.ElmTerm\Cub_1.StaCubic | Network Model.IntPrjfolder\Network Data.IntPrjfolder\Main Grid.ElmNet\Bus264.ElmTerm | Network Model.IntPrjfolder\Network Data.IntPrjfolder\Main Grid.ElmNet\Bus264.ElmTerm | Network Model.IntPrjfolder\Network Data.IntPrjfolder\Main Grid.ElmNet\Line39.ElmLne | 1 | 3 | 0 | 1 | 2 | abc
Cub_2 | Network Model.IntPrjfolder\Network Data.IntPrjfolder\Main Grid.ElmNet\Bus264.ElmTerm\Cub_2.StaCubic | Network Model.IntPrjfolder\Network Data.IntPrjfolder\Main Grid.ElmNet\Bus264.ElmTerm | Network Model.IntPrjfolder\Network Data.IntPrjfolder\Main Grid.ElmNet\Bus264.ElmTerm | Network Model.IntPrjfolder\Network Data.IntPrjfolder\Main Grid.ElmNet\Line160.ElmLne | 0 | 3 | 0 | 1 | 2 | abc
Cub_3 | Network Model.IntPrjfolder\Network Data.IntPrjfolder\Main Grid.ElmNet\Bus264.ElmTerm\Cub_3.StaCubic | Network Model.IntPrjfolder\Network Data.IntPrjfolder\Main Grid.ElmNet\Bus264.ElmTerm | Network Model.IntPrjfolder\Network Data.IntPrjfolder\Main Grid.ElmNet\Bus264.ElmTerm | Network Model.IntPrjfolder\Network Data.IntPrjfolder\Main Grid.ElmNet\Line156.ElmLne | 0 | 3 | 0 | 1 | 2 | abc
Cub_1 | Network Model.IntPrjfolder\Network Data.IntPrjfolder\Main Grid.ElmNet\Terminal(16).ElmTerm\Cub_1.StaCubic | Network Model.IntPrjfolder\Network Data.IntPrjfolder\Main Grid.ElmNet\Terminal(16).ElmTerm | Network Model.IntPrjfolder\Network Data.IntPrjfolder\Main Grid.ElmNet\Terminal(16).ElmTerm | Network Model.IntPrjfolder\Network Data.IntPrjfolder\Main Grid.ElmNet\Line160.ElmLne | 1 | 3 | 0 | 1 | 2 | abc
Cub_2 | Network Model.IntPrjfolder\Network Data.IntPrjfolder\Main Grid.ElmNet\Terminal(16).ElmTerm\Cub_2.StaCubic | Network Model.IntPrjfolder\Network Data.IntPrjfolder\Main Grid.ElmNet\Terminal(16).ElmTerm | Network Model.IntPrjfolder\Network Data.IntPrjfolder\Main Grid.ElmNet\Terminal(16).ElmTerm | Network Model.IntPrjfolder\Network Data.IntPrjfolder\Main Grid.ElmNet\00104.ElmTr2 | 0 | 3 | 0 | 1 | 2 | abc
Cub_1 | Network Model.IntPrjfolder\Network Data.IntPrjfolder\Main Grid.ElmNet\Bus268.ElmTerm\Cub_1.StaCubic | Network Model.IntPrjfolder\Network Data.IntPrjfolder\Main Grid.ElmNet\Bus268.ElmTerm | Network Model.IntPrjfolder\Network Data.IntPrjfolder\Main Grid.ElmNet\Bus268.ElmTerm | Network Model.IntPrjfolder\Network Data.IntPrjfolder\Main Grid.ElmNet\00104.ElmTr2 | 1 | 3 | 0 | 1 | 2 | abc
Cub_2 | Network Model.IntPrjfolder\Network Data.IntPrjfolder\Main Grid.ElmNet\Bus268.ElmTerm\Cub_2.StaCubic | Network Model.IntPrjfolder\Network Data.IntPrjfolder\Main Grid.ElmNet\Bus268.ElmTerm | Network Model.IntPrjfolder\Network Data.IntPrjfolder\Main Grid.ElmNet\Bus268.ElmTerm | Network Model.IntPrjfolder\Network Data.IntPrjfolder\Main Grid.ElmNet\ND00104.ElmLod | 0 | 3 | 0 | 1 | 2 | abc
Cub_1 | Network Model.IntPrjfolder\Network Data.IntPrjfolder\Main Grid.ElmNet\Bus99.ElmTerm\Cub_1.StaCubic | Network Model.IntPrjfolder\Network Data.IntPrjfolder\Main Grid.ElmNet\Bus99.ElmTerm | Network Model.IntPrjfolder\Network Data.IntPrjfolder\Main Grid.ElmNet\Bus99.ElmTerm | Network Model.IntPrjfolder\Network Data.IntPrjfolder\Main Grid.ElmNet\Line156.ElmLne | 1 | 3 | 0 | 1 | 2 | abc
Cub_2 | Network Model.IntPrjfolder\Network Data.IntPrjfolder\Main Grid.ElmNet\Bus99.ElmTerm\Cub_2.StaCubic | Network Model.IntPrjfolder\Network Data.IntPrjfolder\Main Grid.ElmNet\Bus99.ElmTerm | Network Model.IntPrjfolder\Network Data.IntPrjfolder\Main Grid.ElmNet\Bus99.ElmTerm | Network Model.IntPrjfolder\Network Data.IntPrjfolder\Main Grid.ElmNet\0046.ElmTr2 | 0 | 3 | 0 | 1 | 2 | abc
Cub_3 | Network Model.IntPrjfolder\Network Data.IntPrjfolder\Main Grid.ElmNet\Bus99.ElmTerm\Cub_3.StaCubic | Network Model.IntPrjfolder\Network Data.IntPrjfolder\Main Grid.ElmNet\Bus99.ElmTerm | Network Model.IntPrjfolder\Network Data.IntPrjfolder\Main Grid.ElmNet\Bus99.ElmTerm | Network Model.IntPrjfolder\Network Data.IntPrjfolder\Main Grid.ElmNet\Line40.ElmLne | 0 | 3 | 0 | 1 | 2 | abc
Cub_1 | Network Model.IntPrjfolder\Network Data.IntPrjfolder\Main Grid.ElmNet\Bus98.ElmTerm\Cub_1.StaCubic | Network Model.IntPrjfolder\Network Data.IntPrjfolder\Main Grid.ElmNet\Bus98.ElmTerm | Network Model.IntPrjfolder\Network Data.IntPrjfolder\Main Grid.ElmNet\Bus98.ElmTerm | Network Model.IntPrjfolder\Network Data.IntPrjfolder\Main Grid.ElmNet\0046.ElmTr2 | 1 | 3 | 0 | 1 | 2 | abc
Cub_2 | Network Model.IntPrjfolder\Network Data.IntPrjfolder\Main Grid.ElmNet\Bus98.ElmTerm\Cub_2.StaCubic | Network Model.IntPrjfolder\Network Data.IntPrjfolder\Main Grid.ElmNet\Bus98.ElmTerm | Network Model.IntPrjfolder\Network Data.IntPrjfolder\Main Grid.ElmNet\Bus98.ElmTerm | Network Model.IntPrjfolder\Network Data.IntPrjfolder\Main Grid.ElmNet\ND0046.ElmLod | 0 | 3 | 0 | 1 | 2 | abc
Cub_1 | Network Model.IntPrjfolder\Network Data.IntPrjfolder\Main Grid.ElmNet\Bus101.ElmTerm\Cub_1.StaCubic | Network Model.IntPrjfolder\Network Data.IntPrjfolder\Main Grid.ElmNet\Bus101.ElmTerm | Network Model.IntPrjfolder\Network Data.IntPrjfolder\Main Grid.ElmNet\Bus101.ElmTerm | Network Model.IntPrjfolder\Network Data.IntPrjfolder\Main Grid.ElmNet\Line40.ElmLne | 1 | 3 | 0 | 1 | 2 | abc
Cub_2 | Network Model.IntPrjfolder\Network Data.IntPrjfolder\Main Grid.ElmNet\Bus101.ElmTerm\Cub_2.StaCubic | Network Model.IntPrjfolder\Network Data.IntPrjfolder\Main Grid.ElmNet\Bus101.ElmTerm | Network Model.IntPrjfolder\Network Data.IntPrjfolder\Main Grid.ElmNet\Bus101.ElmTerm | Network Model.IntPrjfolder\Network Data.IntPrjfolder\Main Grid.ElmNet\0047.ElmTr2 | 0 | 3 | 0 | 1 | 2 | abc
Cub_3 | Network Model.IntPrjfolder\Network Data.IntPrjfolder\Main Grid.ElmNet\Bus101.ElmTerm\Cub_3.StaCubic | Network Model.IntPrjfolder\Network Data.IntPrjfolder\Main Grid.ElmNet\Bus101.ElmTerm | Network Model.IntPrjfolder\Network Data.IntPrjfolder\Main Grid.ElmNet\Bus101.ElmTerm | Network Model.IntPrjfolder\Network Data.IntPrjfolder\Main Grid.ElmNet\Line41.ElmLne | 0 | 3 | 0 | 1 | 2 | abc
Cub_1 | Network Model.IntPrjfolder\Network Data.IntPrjfolder\Main Grid.ElmNet\Bus100.ElmTerm\Cub_1.StaCubic | Network Model.IntPrjfolder\Network Data.IntPrjfolder\Main Grid.ElmNet\Bus100.ElmTerm | Network Model.IntPrjfolder\Network Data.IntPrjfolder\Main Grid.ElmNet\Bus100.ElmTerm | Network Model.IntPrjfolder\Network Data.IntPrjfolder\Main Grid.ElmNet\0047.ElmTr2 | 1 | 3 | 0 | 1 | 2 | abc
Cub_2 | Network Model.IntPrjfolder\Network Data.IntPrjfolder\Main Grid.ElmNet\Bus100.ElmTerm\Cub_2.StaCubic | Network Model.IntPrjfolder\Network Data.IntPrjfolder\Main Grid.ElmNet\Bus100.ElmTerm | Network Model.IntPrjfolder\Network Data.IntPrjfolder\Main Grid.ElmNet\Bus100.ElmTerm | Network Model.IntPrjfolder\Network Data.IntPrjfolder\Main Grid.ElmNet\ND0047.ElmLod | 0 | 3 | 0 | 1 | 2 | abc
Cub_1 | Network Model.IntPrjfolder\Network Data.IntPrjfolder\Main Grid.ElmNet\Bus270.ElmTerm\Cub_1.StaCubic | Network Model.IntPrjfolder\Network Data.IntPrjfolder\Main Grid.ElmNet\Bus270.ElmTerm | Network Model.IntPrjfolder\Network Data.IntPrjfolder\Main Grid.ElmNet\Bus270.ElmTerm | Network Model.IntPrjfolder\Network Data.IntPrjfolder\Main Grid.ElmNet\Line41.ElmLne | 1 | 3 | 0 | 1 | 2 | abc
Cub_2 | Network Model.IntPrjfolder\Network Data.IntPrjfolder\Main Grid.ElmNet\Bus270.ElmTerm\Cub_2.StaCubic | Network Model.IntPrjfolder\Network Data.IntPrjfolder\Main Grid.ElmNet\Bus270.ElmTerm | Network Model.IntPrjfolder\Network Data.IntPrjfolder\Main Grid.ElmNet\Bus270.ElmTerm | Network Model.IntPrjfolder\Network Data.IntPrjfolder\Main Grid.ElmNet\Line42.ElmLne | 0 | 3 | 0 | 1 | 2 | abc
Cub_3 | Network Model.IntPrjfolder\Network Data.IntPrjfolder\Main Grid.ElmNet\Bus270.ElmTerm\Cub_3.StaCubic | Network Model.IntPrjfolder\Network Data.IntPrjfolder\Main Grid.ElmNet\Bus270.ElmTerm | Network Model.IntPrjfolder\Network Data.IntPrjfolder\Main Grid.ElmNet\Bus270.ElmTerm | Network Model.IntPrjfolder\Network Data.IntPrjfolder\Main Grid.ElmNet\Line162.ElmLne | 0 | 3 | 0 | 1 | 2 | abc
Cub_1 | Network Model.IntPrjfolder\Network Data.IntPrjfolder\Main Grid.ElmNet\Bus105.ElmTerm\Cub_1.StaCubic | Network Model.IntPrjfolder\Network Data.IntPrjfolder\Main Grid.ElmNet\Bus105.ElmTerm | Network Model.IntPrjfolder\Network Data.IntPrjfolder\Main Grid.ElmNet\Bus105.ElmTerm | Network Model.IntPrjfolder\Network Data.IntPrjfolder\Main Grid.ElmNet\Line42.ElmLne | 1 | 3 | 0 | 1 | 2 | abc
Cub_2 | Network Model.IntPrjfolder\Network Data.IntPrjfolder\Main Grid.ElmNet\Bus105.ElmTerm\Cub_2.StaCubic | Network Model.IntPrjfolder\Network Data.IntPrjfolder\Main Grid.ElmNet\Bus105.ElmTerm | Network Model.IntPrjfolder\Network Data.IntPrjfolder\Main Grid.ElmNet\Bus105.ElmTerm | Network Model.IntPrjfolder\Network Data.IntPrjfolder\Main Grid.ElmNet\Line164.ElmLne | 0 | 3 | 0 | 1 | 2 | abc
Cub_3 | Network Model.IntPrjfolder\Network Data.IntPrjfolder\Main Grid.ElmNet\Bus105.ElmTerm\Cub_3.StaCubic | Network Model.IntPrjfolder\Network Data.IntPrjfolder\Main Grid.ElmNet\Bus105.ElmTerm | Network Model.IntPrjfolder\Network Data.IntPrjfolder\Main Grid.ElmNet\Bus105.ElmTerm | Network Model.IntPrjfolder\Network Data.IntPrjfolder\Main Grid.ElmNet\Line166.ElmLne | 0 | 3 | 0 | 1 | 2 | abc
Cub_4 | Network Model.IntPrjfolder\Network Data.IntPrjfolder\Main Grid.ElmNet\Bus105.ElmTerm\Cub_4.StaCubic | Network Model.IntPrjfolder\Network Data.IntPrjfolder\Main Grid.ElmNet\Bus105.ElmTerm | Network Model.IntPrjfolder\Network Data.IntPrjfolder\Main Grid.ElmNet\Bus105.ElmTerm | Network Model.IntPrjfolder\Network Data.IntPrjfolder\Main Grid.ElmNet\0077.ElmTr2 | 0 | 3 | 0 | 1 | 2 | abc
Cub_1 | Network Model.IntPrjfolder\Network Data.IntPrjfolder\Main Grid.ElmNet\Bus276.ElmTerm\Cub_1.StaCubic | Network Model.IntPrjfolder\Network Data.IntPrjfolder\Main Grid.ElmNet\Bus276.ElmTerm | Network Model.IntPrjfolder\Network Data.IntPrjfolder\Main Grid.ElmNet\Bus276.ElmTerm | Network Model.IntPrjfolder\Network Data.IntPrjfolder\Main Grid.ElmNet\Line166.ElmLne | 1 | 3 | 0 | 1 | 2 | abc
Cub_2 | Network Model.IntPrjfolder\Network Data.IntPrjfolder\Main Grid.ElmNet\Bus276.ElmTerm\Cub_2.StaCubic | Network Model.IntPrjfolder\Network Data.IntPrjfolder\Main Grid.ElmNet\Bus276.ElmTerm | Network Model.IntPrjfolder\Network Data.IntPrjfolder\Main Grid.ElmNet\Bus276.ElmTerm | Network Model.IntPrjfolder\Network Data.IntPrjfolder\Main Grid.ElmNet\Line168.ElmLne | 0 | 3 | 0 | 1 | 2 | abc
Cub_3 | Network Model.IntPrjfolder\Network Data.IntPrjfolder\Main Grid.ElmNet\Bus276.ElmTerm\Cub_3.StaCubic | Network Model.IntPrjfolder\Network Data.IntPrjfolder\Main Grid.ElmNet\Bus276.ElmTerm | Network Model.IntPrjfolder\Network Data.IntPrjfolder\Main Grid.ElmNet\Bus276.ElmTerm | Network Model.IntPrjfolder\Network Data.IntPrjfolder\Main Grid.ElmNet\0048.ElmTr2 | 0 | 3 | 0 | 1 | 2 | abc
Cub_1 | Network Model.IntPrjfolder\Network Data.IntPrjfolder\Main Grid.ElmNet\Terminal(17).ElmTerm\Cub_1.StaCubic | Network Model.IntPrjfolder\Network Data.IntPrjfolder\Main Grid.ElmNet\Terminal(17).ElmTerm | Network Model.IntPrjfolder\Network Data.IntPrjfolder\Main Grid.ElmNet\Terminal(17).ElmTerm | Network Model.IntPrjfolder\Network Data.IntPrjfolder\Main Grid.ElmNet\Line164.ElmLne | 1 | 3 | 0 | 1 | 2 | abc
Cub_2 | Network Model.IntPrjfolder\Network Data.IntPrjfolder\Main Grid.ElmNet\Terminal(17).ElmTerm\Cub_2.StaCubic | Network Model.IntPrjfolder\Network Data.IntPrjfolder\Main Grid.ElmNet\Terminal(17).ElmTerm | Network Model.IntPrjfolder\Network Data.IntPrjfolder\Main Grid.ElmNet\Terminal(17).ElmTerm | Network Model.IntPrjfolder\Network Data.IntPrjfolder\Main Grid.ElmNet\0082.ElmTr2 | 0 | 3 | 0 | 1 | 2 | abc
Cub_1 | Network Model.IntPrjfolder\Network Data.IntPrjfolder\Main Grid.ElmNet\Bus279.ElmTerm\Cub_1.StaCubic | Network Model.IntPrjfolder\Network Data.IntPrjfolder\Main Grid.ElmNet\Bus279.ElmTerm | Network Model.IntPrjfolder\Network Data.IntPrjfolder\Main Grid.ElmNet\Bus279.ElmTerm | Network Model.IntPrjfolder\Network Data.IntPrjfolder\Main Grid.ElmNet\Line168.ElmLne | 1 | 3 | 0 | 1 | 2 | abc
Cub_2 | Network Model.IntPrjfolder\Network Data.IntPrjfolder\Main Grid.ElmNet\Bus279.ElmTerm\Cub_2.StaCubic | Network Model.IntPrjfolder\Network Data.IntPrjfolder\Main Grid.ElmNet\Bus279.ElmTerm | Network Model.IntPrjfolder\Network Data.IntPrjfolder\Main Grid.ElmNet\Bus279.ElmTerm | Network Model.IntPrjfolder\Network Data.IntPrjfolder\Main Grid.ElmNet\0097.ElmTr2 | 0 | 3 | 0 | 1 | 2 | abc
Cub_1 | Network Model.IntPrjfolder\Network Data.IntPrjfolder\Main Grid.ElmNet\Bus104.ElmTerm\Cub_1.StaCubic | Network Model.IntPrjfolder\Network Data.IntPrjfolder\Main Grid.ElmNet\Bus104.ElmTerm | Network Model.IntPrjfolder\Network Data.IntPrjfolder\Main Grid.ElmNet\Bus104.ElmTerm | Network Model.IntPrjfolder\Network Data.IntPrjfolder\Main Grid.ElmNet\0077.ElmTr2 | 1 | 3 | 0 | 1 | 2 | abc
Cub_2 | Network Model.IntPrjfolder\Network Data.IntPrjfolder\Main Grid.ElmNet\Bus104.ElmTerm\Cub_2.StaCubic | Network Model.IntPrjfolder\Network Data.IntPrjfolder\Main Grid.ElmNet\Bus104.ElmTerm | Network Model.IntPrjfolder\Network Data.IntPrjfolder\Main Grid.ElmNet\Bus104.ElmTerm | Network Model.IntPrjfolder\Network Data.IntPrjfolder\Main Grid.ElmNet\ND0077.ElmLod | 0 | 3 | 0 | 1 | 2 | abc
Cub_1 | Network Model.IntPrjfolder\Network Data.IntPrjfolder\Main Grid.ElmNet\Bus272.ElmTerm\Cub_1.StaCubic | Network Model.IntPrjfolder\Network Data.IntPrjfolder\Main Grid.ElmNet\Bus272.ElmTerm | Network Model.IntPrjfolder\Network Data.IntPrjfolder\Main Grid.ElmNet\Bus272.ElmTerm | Network Model.IntPrjfolder\Network Data.IntPrjfolder\Main Grid.ElmNet\0082.ElmTr2 | 1 | 3 | 0 | 1 | 2 | abc
Cub_2 | Network Model.IntPrjfolder\Network Data.IntPrjfolder\Main Grid.ElmNet\Bus272.ElmTerm\Cub_2.StaCubic | Network Model.IntPrjfolder\Network Data.IntPrjfolder\Main Grid.ElmNet\Bus272.ElmTerm | Network Model.IntPrjfolder\Network Data.IntPrjfolder\Main Grid.ElmNet\Bus272.ElmTerm | Network Model.IntPrjfolder\Network Data.IntPrjfolder\Main Grid.ElmNet\ND0082.ElmLod | 0 | 3 | 0 | 1 | 2 | abc
Cub_1 | Network Model.IntPrjfolder\Network Data.IntPrjfolder\Main Grid.ElmNet\Bus275.ElmTerm\Cub_1.StaCubic | Network Model.IntPrjfolder\Network Data.IntPrjfolder\Main Grid.ElmNet\Bus275.ElmTerm | Network Model.IntPrjfolder\Network Data.IntPrjfolder\Main Grid.ElmNet\Bus275.ElmTerm | Network Model.IntPrjfolder\Network Data.IntPrjfolder\Main Grid.ElmNet\0048.ElmTr2 | 1 | 3 | 0 | 1 | 2 | abc
Cub_2 | Network Model.IntPrjfolder\Network Data.IntPrjfolder\Main Grid.ElmNet\Bus275.ElmTerm\Cub_2.StaCubic | Network Model.IntPrjfolder\Network Data.IntPrjfolder\Main Grid.ElmNet\Bus275.ElmTerm | Network Model.IntPrjfolder\Network Data.IntPrjfolder\Main Grid.ElmNet\Bus275.ElmTerm | Network Model.IntPrjfolder\Network Data.IntPrjfolder\Main Grid.ElmNet\ND0048.ElmLod | 0 | 3 | 0 | 1 | 2 | abc
Cub_1 | Network Model.IntPrjfolder\Network Data.IntPrjfolder\Main Grid.ElmNet\Bus278.ElmTerm\Cub_1.StaCubic | Network Model.IntPrjfolder\Network Data.IntPrjfolder\Main Grid.ElmNet\Bus278.ElmTerm | Network Model.IntPrjfolder\Network Data.IntPrjfolder\Main Grid.ElmNet\Bus278.ElmTerm | Network Model.IntPrjfolder\Network Data.IntPrjfolder\Main Grid.ElmNet\0097.ElmTr2 | 1 | 3 | 0 | 1 | 2 | abc
Cub_2 | Network Model.IntPrjfolder\Network Data.IntPrjfolder\Main Grid.ElmNet\Bus278.ElmTerm\Cub_2.StaCubic | Network Model.IntPrjfolder\Network Data.IntPrjfolder\Main Grid.ElmNet\Bus278.ElmTerm | Network Model.IntPrjfolder\Network Data.IntPrjfolder\Main Grid.ElmNet\Bus278.ElmTerm | Network Model.IntPrjfolder\Network Data.IntPrjfolder\Main Grid.ElmNet\ND0097.ElmLod | 0 | 3 | 0 | 1 | 2 | abc
Cub_1 | Network Model.IntPrjfolder\Network Data.IntPrjfolder\Main Grid.ElmNet\Bus103.ElmTerm\Cub_1.StaCubic | Network Model.IntPrjfolder\Network Data.IntPrjfolder\Main Grid.ElmNet\Bus103.ElmTerm | Network Model.IntPrjfolder\Network Data.IntPrjfolder\Main Grid.ElmNet\Bus103.ElmTerm | Network Model.IntPrjfolder\Network Data.IntPrjfolder\Main Grid.ElmNet\Line162.ElmLne | 1 | 3 | 0 | 1 | 2 | abc
Cub_2 | Network Model.IntPrjfolder\Network Data.IntPrjfolder\Main Grid.ElmNet\Bus103.ElmTerm\Cub_2.StaCubic | Network Model.IntPrjfolder\Network Data.IntPrjfolder\Main Grid.ElmNet\Bus103.ElmTerm | Network Model.IntPrjfolder\Network Data.IntPrjfolder\Main Grid.ElmNet\Bus103.ElmTerm | Network Model.IntPrjfolder\Network Data.IntPrjfolder\Main Grid.ElmNet\0049.ElmTr2 | 0 | 3 | 0 | 1 | 2 | abc
Cub_3 | Network Model.IntPrjfolder\Network Data.IntPrjfolder\Main Grid.ElmNet\Bus103.ElmTerm\Cub_3.StaCubic | Network Model.IntPrjfolder\Network Data.IntPrjfolder\Main Grid.ElmNet\Bus103.ElmTerm | Network Model.IntPrjfolder\Network Data.IntPrjfolder\Main Grid.ElmNet\Bus103.ElmTerm | Network Model.IntPrjfolder\Network Data.IntPrjfolder\Main Grid.ElmNet\Line170.ElmLne | 0 | 3 | 0 | 1 | 2 | abc
Cub_1 | Network Model.IntPrjfolder\Network Data.IntPrjfolder\Main Grid.ElmNet\Bus102.ElmTerm\Cub_1.StaCubic | Network Model.IntPrjfolder\Network Data.IntPrjfolder\Main Grid.ElmNet\Bus102.ElmTerm | Network Model.IntPrjfolder\Network Data.IntPrjfolder\Main Grid.ElmNet\Bus102.ElmTerm | Network Model.IntPrjfolder\Network Data.IntPrjfolder\Main Grid.ElmNet\0049.ElmTr2 | 1 | 3 | 0 | 1 | 2 | abc
Cub_2 | Network Model.IntPrjfolder\Network Data.IntPrjfolder\Main Grid.ElmNet\Bus102.ElmTerm\Cub_2.StaCubic | Network Model.IntPrjfolder\Network Data.IntPrjfolder\Main Grid.ElmNet\Bus102.ElmTerm | Network Model.IntPrjfolder\Network Data.IntPrjfolder\Main Grid.ElmNet\Bus102.ElmTerm | Network Model.IntPrjfolder\Network Data.IntPrjfolder\Main Grid.ElmNet\ND0049.ElmLod | 0 | 3 | 0 | 1 | 2 | abc
Cub_1 | Network Model.IntPrjfolder\Network Data.IntPrjfolder\Main Grid.ElmNet\Terminal(18).ElmTerm\Cub_1.StaCubic | Network Model.IntPrjfolder\Network Data.IntPrjfolder\Main Grid.ElmNet\Terminal(18).ElmTerm | Network Model.IntPrjfolder\Network Data.IntPrjfolder\Main Grid.ElmNet\Terminal(18).ElmTerm | Network Model.IntPrjfolder\Network Data.IntPrjfolder\Main Grid.ElmNet\Line170.ElmLne | 1 | 3 | 0 | 1 | 2 | abc
Cub_2 | Network Model.IntPrjfolder\Network Data.IntPrjfolder\Main Grid.ElmNet\Terminal(18).ElmTerm\Cub_2.StaCubic | Network Model.IntPrjfolder\Network Data.IntPrjfolder\Main Grid.ElmNet\Terminal(18).ElmTerm | Network Model.IntPrjfolder\Network Data.IntPrjfolder\Main Grid.ElmNet\Terminal(18).ElmTerm | Network Model.IntPrjfolder\Network Data.IntPrjfolder\Main Grid.ElmNet\LBS KEPUH TELUK MUR.ElmCoup | 1 | 3 | 0 | 1 | 2 | abc
Cub_1 | Network Model.IntPrjfolder\Network Data.IntPrjfolder\Main Grid.ElmNet\Bus108.ElmTerm\Cub_1.StaCubic | Network Model.IntPrjfolder\Network Data.IntPrjfolder\Main Grid.ElmNet\Bus108.ElmTerm | Network Model.IntPrjfolder\Network Data.IntPrjfolder\Main Grid.ElmNet\Bus108.ElmTerm | Network Model.IntPrjfolder\Network Data.IntPrjfolder\Main Grid.ElmNet\LBS KEPUH TELUK MUR.ElmCoup | 0 | 3 | 0 | 1 | 2 | abc
Cub_2 | Network Model.IntPrjfolder\Network Data.IntPrjfolder\Main Grid.ElmNet\Bus108.ElmTerm\Cub_2.StaCubic | Network Model.IntPrjfolder\Network Data.IntPrjfolder\Main Grid.ElmNet\Bus108.ElmTerm | Network Model.IntPrjfolder\Network Data.IntPrjfolder\Main Grid.ElmNet\Bus108.ElmTerm | Network Model.IntPrjfolder\Network Data.IntPrjfolder\Main Grid.ElmNet\Line43.ElmLne | 0 | 3 | 0 | 1 | 2 | abc
Cub_1 | Network Model.IntPrjfolder\Network Data.IntPrjfolder\Main Grid.ElmNet\Bus107.ElmTerm\Cub_1.StaCubic | Network Model.IntPrjfolder\Network Data.IntPrjfolder\Main Grid.ElmNet\Bus107.ElmTerm | Network Model.IntPrjfolder\Network Data.IntPrjfolder\Main Grid.ElmNet\Bus107.ElmTerm | Network Model.IntPrjfolder\Network Data.IntPrjfolder\Main Grid.ElmNet\Line43.ElmLne | 1 | 3 | 0 | 1 | 2 | abc
Cub_2 | Network Model.IntPrjfolder\Network Data.IntPrjfolder\Main Grid.ElmNet\Bus107.ElmTerm\Cub_2.StaCubic | Network Model.IntPrjfolder\Network Data.IntPrjfolder\Main Grid.ElmNet\Bus107.ElmTerm | Network Model.IntPrjfolder\Network Data.IntPrjfolder\Main Grid.ElmNet\Bus107.ElmTerm | Network Model.IntPrjfolder\Network Data.IntPrjfolder\Main Grid.ElmNet\0050.ElmTr2 | 0 | 3 | 0 | 1 | 2 | abc
Cub_3 | Network Model.IntPrjfolder\Network Data.IntPrjfolder\Main Grid.ElmNet\Bus107.ElmTerm\Cub_3.StaCubic | Network Model.IntPrjfolder\Network Data.IntPrjfolder\Main Grid.ElmNet\Bus107.ElmTerm | Network Model.IntPrjfolder\Network Data.IntPrjfolder\Main Grid.ElmNet\Bus107.ElmTerm | Network Model.IntPrjfolder\Network Data.IntPrjfolder\Main Grid.ElmNet\Line44.ElmLne | 0 | 3 | 0 | 1 | 2 | abc
Cub_1 | Network Model.IntPrjfolder\Network Data.IntPrjfolder\Main Grid.ElmNet\Bus106.ElmTerm\Cub_1.StaCubic | Network Model.IntPrjfolder\Network Data.IntPrjfolder\Main Grid.ElmNet\Bus106.ElmTerm | Network Model.IntPrjfolder\Network Data.IntPrjfolder\Main Grid.ElmNet\Bus106.ElmTerm | Network Model.IntPrjfolder\Network Data.IntPrjfolder\Main Grid.ElmNet\0050.ElmTr2 | 1 | 3 | 0 | 1 | 2 | abc
Cub_2 | Network Model.IntPrjfolder\Network Data.IntPrjfolder\Main Grid.ElmNet\Bus106.ElmTerm\Cub_2.StaCubic | Network Model.IntPrjfolder\Network Data.IntPrjfolder\Main Grid.ElmNet\Bus106.ElmTerm | Network Model.IntPrjfolder\Network Data.IntPrjfolder\Main Grid.ElmNet\Bus106.ElmTerm | Network Model.IntPrjfolder\Network Data.IntPrjfolder\Main Grid.ElmNet\ND0050.ElmLod | 0 | 3 | 0 | 1 | 2 | abc
Cub_1 | Network Model.IntPrjfolder\Network Data.IntPrjfolder\Main Grid.ElmNet\Bus110.ElmTerm\Cub_1.StaCubic | Network Model.IntPrjfolder\Network Data.IntPrjfolder\Main Grid.ElmNet\Bus110.ElmTerm | Network Model.IntPrjfolder\Network Data.IntPrjfolder\Main Grid.ElmNet\Bus110.ElmTerm | Network Model.IntPrjfolder\Network Data.IntPrjfolder\Main Grid.ElmNet\Line44.ElmLne | 1 | 3 | 0 | 1 | 2 | abc
Cub_2 | Network Model.IntPrjfolder\Network Data.IntPrjfolder\Main Grid.ElmNet\Bus110.ElmTerm\Cub_2.StaCubic | Network Model.IntPrjfolder\Network Data.IntPrjfolder\Main Grid.ElmNet\Bus110.ElmTerm | Network Model.IntPrjfolder\Network Data.IntPrjfolder\Main Grid.ElmNet\Bus110.ElmTerm | Network Model.IntPrjfolder\Network Data.IntPrjfolder\Main Grid.ElmNet\0051.ElmTr2 | 0 | 3 | 0 | 1 | 2 | abc
Cub_3 | Network Model.IntPrjfolder\Network Data.IntPrjfolder\Main Grid.ElmNet\Bus110.ElmTerm\Cub_3.StaCubic | Network Model.IntPrjfolder\Network Data.IntPrjfolder\Main Grid.ElmNet\Bus110.ElmTerm | Network Model.IntPrjfolder\Network Data.IntPrjfolder\Main Grid.ElmNet\Bus110.ElmTerm | Network Model.IntPrjfolder\Network Data.IntPrjfolder\Main Grid.ElmNet\Line45.ElmLne | 0 | 3 | 0 | 1 | 2 | abc
Cub_1 | Network Model.IntPrjfolder\Network Data.IntPrjfolder\Main Grid.ElmNet\Bus109.ElmTerm\Cub_1.StaCubic | Network Model.IntPrjfolder\Network Data.IntPrjfolder\Main Grid.ElmNet\Bus109.ElmTerm | Network Model.IntPrjfolder\Network Data.IntPrjfolder\Main Grid.ElmNet\Bus109.ElmTerm | Network Model.IntPrjfolder\Network Data.IntPrjfolder\Main Grid.ElmNet\0051.ElmTr2 | 1 | 3 | 0 | 1 | 2 | abc
Cub_2 | Network Model.IntPrjfolder\Network Data.IntPrjfolder\Main Grid.ElmNet\Bus109.ElmTerm\Cub_2.StaCubic | Network Model.IntPrjfolder\Network Data.IntPrjfolder\Main Grid.ElmNet\Bus109.ElmTerm | Network Model.IntPrjfolder\Network Data.IntPrjfolder\Main Grid.ElmNet\Bus109.ElmTerm | Network Model.IntPrjfolder\Network Data.IntPrjfolder\Main Grid.ElmNet\ND0051.ElmLod | 0 | 3 | 0 | 1 | 2 | abc
Cub_1 | Network Model.IntPrjfolder\Network Data.IntPrjfolder\Main Grid.ElmNet\Bus112.ElmTerm\Cub_1.StaCubic | Network Model.IntPrjfolder\Network Data.IntPrjfolder\Main Grid.ElmNet\Bus112.ElmTerm | Network Model.IntPrjfolder\Network Data.IntPrjfolder\Main Grid.ElmNet\Bus112.ElmTerm | Network Model.IntPrjfolder\Network Data.IntPrjfolder\Main Grid.ElmNet\Line45.ElmLne | 1 | 3 | 0 | 1 | 2 | abc
Cub_2 | Network Model.IntPrjfolder\Network Data.IntPrjfolder\Main Grid.ElmNet\Bus112.ElmTerm\Cub_2.StaCubic | Network Model.IntPrjfolder\Network Data.IntPrjfolder\Main Grid.ElmNet\Bus112.ElmTerm | Network Model.IntPrjfolder\Network Data.IntPrjfolder\Main Grid.ElmNet\Bus112.ElmTerm | Network Model.IntPrjfolder\Network Data.IntPrjfolder\Main Grid.ElmNet\Line172.ElmLne | 0 | 3 | 0 | 1 | 2 | abc
Cub_3 | Network Model.IntPrjfolder\Network Data.IntPrjfolder\Main Grid.ElmNet\Bus112.ElmTerm\Cub_3.StaCubic | Network Model.IntPrjfolder\Network Data.IntPrjfolder\Main Grid.ElmNet\Bus112.ElmTerm | Network Model.IntPrjfolder\Network Data.IntPrjfolder\Main Grid.ElmNet\Bus112.ElmTerm | Network Model.IntPrjfolder\Network Data.IntPrjfolder\Main Grid.ElmNet\Line174.ElmLne | 0 | 3 | 0 | 1 | 2 | abc
Cub_1 | Network Model.IntPrjfolder\Network Data.IntPrjfolder\Main Grid.ElmNet\Bus280.ElmTerm\Cub_1.StaCubic | Network Model.IntPrjfolder\Network Data.IntPrjfolder\Main Grid.ElmNet\Bus280.ElmTerm | Network Model.IntPrjfolder\Network Data.IntPrjfolder\Main Grid.ElmNet\Bus280.ElmTerm | Network Model.IntPrjfolder\Network Data.IntPrjfolder\Main Grid.ElmNet\Line172.ElmLne | 1 | 3 | 0 | 1 | 2 | abc
Cub_2 | Network Model.IntPrjfolder\Network Data.IntPrjfolder\Main Grid.ElmNet\Bus280.ElmTerm\Cub_2.StaCubic | Network Model.IntPrjfolder\Network Data.IntPrjfolder\Main Grid.ElmNet\Bus280.ElmTerm | Network Model.IntPrjfolder\Network Data.IntPrjfolder\Main Grid.ElmNet\Bus280.ElmTerm | Network Model.IntPrjfolder\Network Data.IntPrjfolder\Main Grid.ElmNet\0081.ElmTr2 | 0 | 3 | 0 | 1 | 2 | abc
Cub_1 | Network Model.IntPrjfolder\Network Data.IntPrjfolder\Main Grid.ElmNet\Bus111.ElmTerm\Cub_1.StaCubic | Network Model.IntPrjfolder\Network Data.IntPrjfolder\Main Grid.ElmNet\Bus111.ElmTerm | Network Model.IntPrjfolder\Network Data.IntPrjfolder\Main Grid.ElmNet\Bus111.ElmTerm | Network Model.IntPrjfolder\Network Data.IntPrjfolder\Main Grid.ElmNet\0081.ElmTr2 | 1 | 3 | 0 | 1 | 2 | abc
Cub_2 | Network Model.IntPrjfolder\Network Data.IntPrjfolder\Main Grid.ElmNet\Bus111.ElmTerm\Cub_2.StaCubic | Network Model.IntPrjfolder\Network Data.IntPrjfolder\Main Grid.ElmNet\Bus111.ElmTerm | Network Model.IntPrjfolder\Network Data.IntPrjfolder\Main Grid.ElmNet\Bus111.ElmTerm | Network Model.IntPrjfolder\Network Data.IntPrjfolder\Main Grid.ElmNet\ND0081.ElmLod | 0 | 3 | 0 | 1 | 2 | abc
Cub_1 | Network Model.IntPrjfolder\Network Data.IntPrjfolder\Main Grid.ElmNet\Bus284.ElmTerm\Cub_1.StaCubic | Network Model.IntPrjfolder\Network Data.IntPrjfolder\Main Grid.ElmNet\Bus284.ElmTerm | Network Model.IntPrjfolder\Network Data.IntPrjfolder\Main Grid.ElmNet\Bus284.ElmTerm | Network Model.IntPrjfolder\Network Data.IntPrjfolder\Main Grid.ElmNet\0086.ElmTr2 | 0 | 3 | 0 | 1 | 2 | abc
Cub_2 | Network Model.IntPrjfolder\Network Data.IntPrjfolder\Main Grid.ElmNet\Bus284.ElmTerm\Cub_2.StaCubic | Network Model.IntPrjfolder\Network Data.IntPrjfolder\Main Grid.ElmNet\Bus284.ElmTerm | Network Model.IntPrjfolder\Network Data.IntPrjfolder\Main Grid.ElmNet\Bus284.ElmTerm | Network Model.IntPrjfolder\Network Data.IntPrjfolder\Main Grid.ElmNet\Line174.ElmLne | 1 | 3 | 0 | 1 | 2 | abc
Cub_3 | Network Model.IntPrjfolder\Network Data.IntPrjfolder\Main Grid.ElmNet\Bus284.ElmTerm\Cub_3.StaCubic | Network Model.IntPrjfolder\Network Data.IntPrjfolder\Main Grid.ElmNet\Bus284.ElmTerm | Network Model.IntPrjfolder\Network Data.IntPrjfolder\Main Grid.ElmNet\Bus284.ElmTerm | Network Model.IntPrjfolder\Network Data.IntPrjfolder\Main Grid.ElmNet\Line176.ElmLne | 0 | 3 | 0 | 1 | 2 | abc
Cub_1 | Network Model.IntPrjfolder\Network Data.IntPrjfolder\Main Grid.ElmNet\Bus286.ElmTerm\Cub_1.StaCubic | Network Model.IntPrjfolder\Network Data.IntPrjfolder\Main Grid.ElmNet\Bus286.ElmTerm | Network Model.IntPrjfolder\Network Data.IntPrjfolder\Main Grid.ElmNet\Bus286.ElmTerm | Network Model.IntPrjfolder\Network Data.IntPrjfolder\Main Grid.ElmNet\0052.ElmTr2 | 0 | 3 | 0 | 1 | 2 | abc
Cub_2 | Network Model.IntPrjfolder\Network Data.IntPrjfolder\Main Grid.ElmNet\Bus286.ElmTerm\Cub_2.StaCubic | Network Model.IntPrjfolder\Network Data.IntPrjfolder\Main Grid.ElmNet\Bus286.ElmTerm | Network Model.IntPrjfolder\Network Data.IntPrjfolder\Main Grid.ElmNet\Bus286.ElmTerm | Network Model.IntPrjfolder\Network Data.IntPrjfolder\Main Grid.ElmNet\Line176.ElmLne | 1 | 3 | 0 | 1 | 2 | abc
Cub_3 | Network Model.IntPrjfolder\Network Data.IntPrjfolder\Main Grid.ElmNet\Bus286.ElmTerm\Cub_3.StaCubic | Network Model.IntPrjfolder\Network Data.IntPrjfolder\Main Grid.ElmNet\Bus286.ElmTerm | Network Model.IntPrjfolder\Network Data.IntPrjfolder\Main Grid.ElmNet\Bus286.ElmTerm | Network Model.IntPrjfolder\Network Data.IntPrjfolder\Main Grid.ElmNet\Line178.ElmLne | 0 | 3 | 0 | 1 | 2 | abc
Cub_1 | Network Model.IntPrjfolder\Network Data.IntPrjfolder\Main Grid.ElmNet\Bus283.ElmTerm\Cub_1.StaCubic | Network Model.IntPrjfolder\Network Data.IntPrjfolder\Main Grid.ElmNet\Bus283.ElmTerm | Network Model.IntPrjfolder\Network Data.IntPrjfolder\Main Grid.ElmNet\Bus283.ElmTerm | Network Model.IntPrjfolder\Network Data.IntPrjfolder\Main Grid.ElmNet\0086.ElmTr2 | 1 | 3 | 0 | 1 | 2 | abc
Cub_2 | Network Model.IntPrjfolder\Network Data.IntPrjfolder\Main Grid.ElmNet\Bus283.ElmTerm\Cub_2.StaCubic | Network Model.IntPrjfolder\Network Data.IntPrjfolder\Main Grid.ElmNet\Bus283.ElmTerm | Network Model.IntPrjfolder\Network Data.IntPrjfolder\Main Grid.ElmNet\Bus283.ElmTerm | Network Model.IntPrjfolder\Network Data.IntPrjfolder\Main Grid.ElmNet\ND0086.ElmLod | 0 | 3 | 0 | 1 | 2 | abc
Cub_1 | Network Model.IntPrjfolder\Network Data.IntPrjfolder\Main Grid.ElmNet\Bus285.ElmTerm\Cub_1.StaCubic | Network Model.IntPrjfolder\Network Data.IntPrjfolder\Main Grid.ElmNet\Bus285.ElmTerm | Network Model.IntPrjfolder\Network Data.IntPrjfolder\Main Grid.ElmNet\Bus285.ElmTerm | Network Model.IntPrjfolder\Network Data.IntPrjfolder\Main Grid.ElmNet\0052.ElmTr2 | 1 | 3 | 0 | 1 | 2 | abc
Cub_2 | Network Model.IntPrjfolder\Network Data.IntPrjfolder\Main Grid.ElmNet\Bus285.ElmTerm\Cub_2.StaCubic | Network Model.IntPrjfolder\Network Data.IntPrjfolder\Main Grid.ElmNet\Bus285.ElmTerm | Network Model.IntPrjfolder\Network Data.IntPrjfolder\Main Grid.ElmNet\Bus285.ElmTerm | Network Model.IntPrjfolder\Network Data.IntPrjfolder\Main Grid.ElmNet\ND0052.ElmLod | 0 | 3 | 0 | 1 | 2 | abc
Cub_1 | Network Model.IntPrjfolder\Network Data.IntPrjfolder\Main Grid.ElmNet\Terminal(19).ElmTerm\Cub_1.StaCubic | Network Model.IntPrjfolder\Network Data.IntPrjfolder\Main Grid.ElmNet\Terminal(19).ElmTerm | Network Model.IntPrjfolder\Network Data.IntPrjfolder\Main Grid.ElmNet\Terminal(19).ElmTerm | Network Model.IntPrjfolder\Network Data.IntPrjfolder\Main Grid.ElmNet\Line178.ElmLne | 1 | 3 | 0 | 1 | 2 | abc
Cub_2 | Network Model.IntPrjfolder\Network Data.IntPrjfolder\Main Grid.ElmNet\Terminal(19).ElmTerm\Cub_2.StaCubic | Network Model.IntPrjfolder\Network Data.IntPrjfolder\Main Grid.ElmNet\Terminal(19).ElmTerm | Network Model.IntPrjfolder\Network Data.IntPrjfolder\Main Grid.ElmNet\Terminal(19).ElmTerm | Network Model.IntPrjfolder\Network Data.IntPrjfolder\Main Grid.ElmNet\LBS LABUHAN.ElmCoup | 0 | 3 | 0 | 1 | 2 | abc
Cub_1 | Network Model.IntPrjfolder\Network Data.IntPrjfolder\Main Grid.ElmNet\Terminal(20).ElmTerm\Cub_1.StaCubic | Network Model.IntPrjfolder\Network Data.IntPrjfolder\Main Grid.ElmNet\Terminal(20).ElmTerm | Network Model.IntPrjfolder\Network Data.IntPrjfolder\Main Grid.ElmNet\Terminal(20).ElmTerm | Network Model.IntPrjfolder\Network Data.IntPrjfolder\Main Grid.ElmNet\LBS LABUHAN.ElmCoup | 1 | 3 | 0 | 1 | 2 | abc
Cub_2 | Network Model.IntPrjfolder\Network Data.IntPrjfolder\Main Grid.ElmNet\Terminal(20).ElmTerm\Cub_2.StaCubic | Network Model.IntPrjfolder\Network Data.IntPrjfolder\Main Grid.ElmNet\Terminal(20).ElmTerm | Network Model.IntPrjfolder\Network Data.IntPrjfolder\Main Grid.ElmNet\Terminal(20).ElmTerm | Network Model.IntPrjfolder\Network Data.IntPrjfolder\Main Grid.ElmNet\Line180.ElmLne | 0 | 3 | 0 | 1 | 2 | abc
Cub_1 | Network Model.IntPrjfolder\Network Data.IntPrjfolder\Main Grid.ElmNet\Bus289.ElmTerm\Cub_1.StaCubic | Network Model.IntPrjfolder\Network Data.IntPrjfolder\Main Grid.ElmNet\Bus289.ElmTerm | Network Model.IntPrjfolder\Network Data.IntPrjfolder\Main Grid.ElmNet\Bus289.ElmTerm | Network Model.IntPrjfolder\Network Data.IntPrjfolder\Main Grid.ElmNet\Line180.ElmLne | 1 | 3 | 0 | 1 | 2 | abc
Cub_2 | Network Model.IntPrjfolder\Network Data.IntPrjfolder\Main Grid.ElmNet\Bus289.ElmTerm\Cub_2.StaCubic | Network Model.IntPrjfolder\Network Data.IntPrjfolder\Main Grid.ElmNet\Bus289.ElmTerm | Network Model.IntPrjfolder\Network Data.IntPrjfolder\Main Grid.ElmNet\Bus289.ElmTerm | Network Model.IntPrjfolder\Network Data.IntPrjfolder\Main Grid.ElmNet\Line46.ElmLne | 0 | 3 | 0 | 1 | 2 | abc
Cub_3 | Network Model.IntPrjfolder\Network Data.IntPrjfolder\Main Grid.ElmNet\Bus289.ElmTerm\Cub_3.StaCubic | Network Model.IntPrjfolder\Network Data.IntPrjfolder\Main Grid.ElmNet\Bus289.ElmTerm | Network Model.IntPrjfolder\Network Data.IntPrjfolder\Main Grid.ElmNet\Bus289.ElmTerm | Network Model.IntPrjfolder\Network Data.IntPrjfolder\Main Grid.ElmNet\Line188.ElmLne | 0 | 3 | 0 | 1 | 2 | abc
Cub_1 | Network Model.IntPrjfolder\Network Data.IntPrjfolder\Main Grid.ElmNet\Bus115.ElmTerm\Cub_1.StaCubic | Network Model.IntPrjfolder\Network Data.IntPrjfolder\Main Grid.ElmNet\Bus115.ElmTerm | Network Model.IntPrjfolder\Network Data.IntPrjfolder\Main Grid.ElmNet\Bus115.ElmTerm | Network Model.IntPrjfolder\Network Data.IntPrjfolder\Main Grid.ElmNet\Line46.ElmLne | 1 | 3 | 0 | 1 | 2 | abc
Cub_2 | Network Model.IntPrjfolder\Network Data.IntPrjfolder\Main Grid.ElmNet\Bus115.ElmTerm\Cub_2.StaCubic | Network Model.IntPrjfolder\Network Data.IntPrjfolder\Main Grid.ElmNet\Bus115.ElmTerm | Network Model.IntPrjfolder\Network Data.IntPrjfolder\Main Grid.ElmNet\Bus115.ElmTerm | Network Model.IntPrjfolder\Network Data.IntPrjfolder\Main Grid.ElmNet\0053.ElmTr2 | 0 | 3 | 0 | 1 | 2 | abc
Cub_3 | Network Model.IntPrjfolder\Network Data.IntPrjfolder\Main Grid.ElmNet\Bus115.ElmTerm\Cub_3.StaCubic | Network Model.IntPrjfolder\Network Data.IntPrjfolder\Main Grid.ElmNet\Bus115.ElmTerm | Network Model.IntPrjfolder\Network Data.IntPrjfolder\Main Grid.ElmNet\Bus115.ElmTerm | Network Model.IntPrjfolder\Network Data.IntPrjfolder\Main Grid.ElmNet\Line47.ElmLne | 0 | 3 | 0 | 1 | 2 | abc
Cub_1 | Network Model.IntPrjfolder\Network Data.IntPrjfolder\Main Grid.ElmNet\Bus114.ElmTerm\Cub_1.StaCubic | Network Model.IntPrjfolder\Network Data.IntPrjfolder\Main Grid.ElmNet\Bus114.ElmTerm | Network Model.IntPrjfolder\Network Data.IntPrjfolder\Main Grid.ElmNet\Bus114.ElmTerm | Network Model.IntPrjfolder\Network Data.IntPrjfolder\Main Grid.ElmNet\0053.ElmTr2 | 1 | 3 | 0 | 1 | 2 | abc
Cub_2 | Network Model.IntPrjfolder\Network Data.IntPrjfolder\Main Grid.ElmNet\Bus114.ElmTerm\Cub_2.StaCubic | Network Model.IntPrjfolder\Network Data.IntPrjfolder\Main Grid.ElmNet\Bus114.ElmTerm | Network Model.IntPrjfolder\Network Data.IntPrjfolder\Main Grid.ElmNet\Bus114.ElmTerm | Network Model.IntPrjfolder\Network Data.IntPrjfolder\Main Grid.ElmNet\ND0053.ElmLod | 0 | 3 | 0 | 1 | 2 | abc
Cub_1 | Network Model.IntPrjfolder\Network Data.IntPrjfolder\Main Grid.ElmNet\Bus117.ElmTerm\Cub_1.StaCubic | Network Model.IntPrjfolder\Network Data.IntPrjfolder\Main Grid.ElmNet\Bus117.ElmTerm | Network Model.IntPrjfolder\Network Data.IntPrjfolder\Main Grid.ElmNet\Bus117.ElmTerm | Network Model.IntPrjfolder\Network Data.IntPrjfolder\Main Grid.ElmNet\Line47.ElmLne | 1 | 3 | 0 | 1 | 2 | abc
Cub_2 | Network Model.IntPrjfolder\Network Data.IntPrjfolder\Main Grid.ElmNet\Bus117.ElmTerm\Cub_2.StaCubic | Network Model.IntPrjfolder\Network Data.IntPrjfolder\Main Grid.ElmNet\Bus117.ElmTerm | Network Model.IntPrjfolder\Network Data.IntPrjfolder\Main Grid.ElmNet\Bus117.ElmTerm | Network Model.IntPrjfolder\Network Data.IntPrjfolder\Main Grid.ElmNet\Line48.ElmLne | 0 | 3 | 0 | 1 | 2 | abc
Cub_3 | Network Model.IntPrjfolder\Network Data.IntPrjfolder\Main Grid.ElmNet\Bus117.ElmTerm\Cub_3.StaCubic | Network Model.IntPrjfolder\Network Data.IntPrjfolder\Main Grid.ElmNet\Bus117.ElmTerm | Network Model.IntPrjfolder\Network Data.IntPrjfolder\Main Grid.ElmNet\Bus117.ElmTerm | Network Model.IntPrjfolder\Network Data.IntPrjfolder\Main Grid.ElmNet\Line182.ElmLne | 0 | 3 | 0 | 1 | 2 | abc
Cub_4 | Network Model.IntPrjfolder\Network Data.IntPrjfolder\Main Grid.ElmNet\Bus117.ElmTerm\Cub_4.StaCubic | Network Model.IntPrjfolder\Network Data.IntPrjfolder\Main Grid.ElmNet\Bus117.ElmTerm | Network Model.IntPrjfolder\Network Data.IntPrjfolder\Main Grid.ElmNet\Bus117.ElmTerm | Network Model.IntPrjfolder\Network Data.IntPrjfolder\Main Grid.ElmNet\Line49.ElmLne | 0 | 3 | 0 | 1 | 2 | abc
Cub_1 | Network Model.IntPrjfolder\Network Data.IntPrjfolder\Main Grid.ElmNet\Bus119.ElmTerm\Cub_1.StaCubic | Network Model.IntPrjfolder\Network Data.IntPrjfolder\Main Grid.ElmNet\Bus119.ElmTerm | Network Model.IntPrjfolder\Network Data.IntPrjfolder\Main Grid.ElmNet\Bus119.ElmTerm | Network Model.IntPrjfolder\Network Data.IntPrjfolder\Main Grid.ElmNet\Line48.ElmLne | 1 | 3 | 0 | 1 | 2 | abc
Cub_2 | Network Model.IntPrjfolder\Network Data.IntPrjfolder\Main Grid.ElmNet\Bus119.ElmTerm\Cub_2.StaCubic | Network Model.IntPrjfolder\Network Data.IntPrjfolder\Main Grid.ElmNet\Bus119.ElmTerm | Network Model.IntPrjfolder\Network Data.IntPrjfolder\Main Grid.ElmNet\Bus119.ElmTerm | Network Model.IntPrjfolder\Network Data.IntPrjfolder\Main Grid.ElmNet\0099.ElmTr2 | 0 | 3 | 0 | 1 | 2 | abc
Cub_1 | Network Model.IntPrjfolder\Network Data.IntPrjfolder\Main Grid.ElmNet\Bus118.ElmTerm\Cub_1.StaCubic | Network Model.IntPrjfolder\Network Data.IntPrjfolder\Main Grid.ElmNet\Bus118.ElmTerm | Network Model.IntPrjfolder\Network Data.IntPrjfolder\Main Grid.ElmNet\Bus118.ElmTerm | Network Model.IntPrjfolder\Network Data.IntPrjfolder\Main Grid.ElmNet\0099.ElmTr2 | 1 | 3 | 0 | 1 | 2 | abc
Cub_2 | Network Model.IntPrjfolder\Network Data.IntPrjfolder\Main Grid.ElmNet\Bus118.ElmTerm\Cub_2.StaCubic | Network Model.IntPrjfolder\Network Data.IntPrjfolder\Main Grid.ElmNet\Bus118.ElmTerm | Network Model.IntPrjfolder\Network Data.IntPrjfolder\Main Grid.ElmNet\Bus118.ElmTerm | Network Model.IntPrjfolder\Network Data.IntPrjfolder\Main Grid.ElmNet\ND0099.ElmLod | 0 | 3 | 0 | 1 | 2 | abc
Cub_1 | Network Model.IntPrjfolder\Network Data.IntPrjfolder\Main Grid.ElmNet\Bus290.ElmTerm\Cub_1.StaCubic | Network Model.IntPrjfolder\Network Data.IntPrjfolder\Main Grid.ElmNet\Bus290.ElmTerm | Network Model.IntPrjfolder\Network Data.IntPrjfolder\Main Grid.ElmNet\Bus290.ElmTerm | Network Model.IntPrjfolder\Network Data.IntPrjfolder\Main Grid.ElmNet\Line182.ElmLne | 1 | 3 | 0 | 1 | 2 | abc
Cub_2 | Network Model.IntPrjfolder\Network Data.IntPrjfolder\Main Grid.ElmNet\Bus290.ElmTerm\Cub_2.StaCubic | Network Model.IntPrjfolder\Network Data.IntPrjfolder\Main Grid.ElmNet\Bus290.ElmTerm | Network Model.IntPrjfolder\Network Data.IntPrjfolder\Main Grid.ElmNet\Bus290.ElmTerm | Network Model.IntPrjfolder\Network Data.IntPrjfolder\Main Grid.ElmNet\0054.ElmTr2 | 0 | 3 | 0 | 1 | 2 | abc
Cub_1 | Network Model.IntPrjfolder\Network Data.IntPrjfolder\Main Grid.ElmNet\Bus116.ElmTerm\Cub_1.StaCubic | Network Model.IntPrjfolder\Network Data.IntPrjfolder\Main Grid.ElmNet\Bus116.ElmTerm | Network Model.IntPrjfolder\Network Data.IntPrjfolder\Main Grid.ElmNet\Bus116.ElmTerm | Network Model.IntPrjfolder\Network Data.IntPrjfolder\Main Grid.ElmNet\ND0054.ElmLod | 0 | 3 | 0 | 1 | 2 | abc
Cub_2 | Network Model.IntPrjfolder\Network Data.IntPrjfolder\Main Grid.ElmNet\Bus116.ElmTerm\Cub_2.StaCubic | Network Model.IntPrjfolder\Network Data.IntPrjfolder\Main Grid.ElmNet\Bus116.ElmTerm | Network Model.IntPrjfolder\Network Data.IntPrjfolder\Main Grid.ElmNet\Bus116.ElmTerm | Network Model.IntPrjfolder\Network Data.IntPrjfolder\Main Grid.ElmNet\0054.ElmTr2 | 1 | 3 | 0 | 1 | 2 | abc
Cub_1 | Network Model.IntPrjfolder\Network Data.IntPrjfolder\Main Grid.ElmNet\Bus121.ElmTerm\Cub_1.StaCubic | Network Model.IntPrjfolder\Network Data.IntPrjfolder\Main Grid.ElmNet\Bus121.ElmTerm | Network Model.IntPrjfolder\Network Data.IntPrjfolder\Main Grid.ElmNet\Bus121.ElmTerm | Network Model.IntPrjfolder\Network Data.IntPrjfolder\Main Grid.ElmNet\Line49.ElmLne | 1 | 3 | 0 | 1 | 2 | abc
Cub_2 | Network Model.IntPrjfolder\Network Data.IntPrjfolder\Main Grid.ElmNet\Bus121.ElmTerm\Cub_2.StaCubic | Network Model.IntPrjfolder\Network Data.IntPrjfolder\Main Grid.ElmNet\Bus121.ElmTerm | Network Model.IntPrjfolder\Network Data.IntPrjfolder\Main Grid.ElmNet\Bus121.ElmTerm | Network Model.IntPrjfolder\Network Data.IntPrjfolder\Main Grid.ElmNet\0055.ElmTr2 | 0 | 3 | 0 | 1 | 2 | abc
Cub_3 | Network Model.IntPrjfolder\Network Data.IntPrjfolder\Main Grid.ElmNet\Bus121.ElmTerm\Cub_3.StaCubic | Network Model.IntPrjfolder\Network Data.IntPrjfolder\Main Grid.ElmNet\Bus121.ElmTerm | Network Model.IntPrjfolder\Network Data.IntPrjfolder\Main Grid.ElmNet\Bus121.ElmTerm | Network Model.IntPrjfolder\Network Data.IntPrjfolder\Main Grid.ElmNet\Line50.ElmLne | 0 | 3 | 0 | 1 | 2 | abc
Cub_1 | Network Model.IntPrjfolder\Network Data.IntPrjfolder\Main Grid.ElmNet\Bus291.ElmTerm\Cub_1.StaCubic | Network Model.IntPrjfolder\Network Data.IntPrjfolder\Main Grid.ElmNet\Bus291.ElmTerm | Network Model.IntPrjfolder\Network Data.IntPrjfolder\Main Grid.ElmNet\Bus291.ElmTerm | Network Model.IntPrjfolder\Network Data.IntPrjfolder\Main Grid.ElmNet\0055.ElmTr2 | 1 | 3 | 0 | 1 | 2 | abc
Cub_2 | Network Model.IntPrjfolder\Network Data.IntPrjfolder\Main Grid.ElmNet\Bus291.ElmTerm\Cub_2.StaCubic | Network Model.IntPrjfolder\Network Data.IntPrjfolder\Main Grid.ElmNet\Bus291.ElmTerm | Network Model.IntPrjfolder\Network Data.IntPrjfolder\Main Grid.ElmNet\Bus291.ElmTerm | Network Model.IntPrjfolder\Network Data.IntPrjfolder\Main Grid.ElmNet\ND0055.ElmLod | 0 | 3 | 0 | 1 | 2 | abc
Cub_1 | Network Model.IntPrjfolder\Network Data.IntPrjfolder\Main Grid.ElmNet\Bus122.ElmTerm\Cub_1.StaCubic | Network Model.IntPrjfolder\Network Data.IntPrjfolder\Main Grid.ElmNet\Bus122.ElmTerm | Network Model.IntPrjfolder\Network Data.IntPrjfolder\Main Grid.ElmNet\Bus122.ElmTerm | Network Model.IntPrjfolder\Network Data.IntPrjfolder\Main Grid.ElmNet\Line50.ElmLne | 1 | 3 | 0 | 1 | 2 | abc
Cub_2 | Network Model.IntPrjfolder\Network Data.IntPrjfolder\Main Grid.ElmNet\Bus122.ElmTerm\Cub_2.StaCubic | Network Model.IntPrjfolder\Network Data.IntPrjfolder\Main Grid.ElmNet\Bus122.ElmTerm | Network Model.IntPrjfolder\Network Data.IntPrjfolder\Main Grid.ElmNet\Bus122.ElmTerm | Network Model.IntPrjfolder\Network Data.IntPrjfolder\Main Grid.ElmNet\0057.ElmTr2 | 0 | 3 | 0 | 1 | 2 | abc
Cub_3 | Network Model.IntPrjfolder\Network Data.IntPrjfolder\Main Grid.ElmNet\Bus122.ElmTerm\Cub_3.StaCubic | Network Model.IntPrjfolder\Network Data.IntPrjfolder\Main Grid.ElmNet\Bus122.ElmTerm | Network Model.IntPrjfolder\Network Data.IntPrjfolder\Main Grid.ElmNet\Bus122.ElmTerm | Network Model.IntPrjfolder\Network Data.IntPrjfolder\Main Grid.ElmNet\Line184.ElmLne | 0 | 3 | 0 | 1 | 2 | abc
Cub_1 | Network Model.IntPrjfolder\Network Data.IntPrjfolder\Main Grid.ElmNet\Bus120.ElmTerm\Cub_1.StaCubic | Network Model.IntPrjfolder\Network Data.IntPrjfolder\Main Grid.ElmNet\Bus120.ElmTerm | Network Model.IntPrjfolder\Network Data.IntPrjfolder\Main Grid.ElmNet\Bus120.ElmTerm | Network Model.IntPrjfolder\Network Data.IntPrjfolder\Main Grid.ElmNet\0057.ElmTr2 | 1 | 3 | 0 | 1 | 2 | abc
Cub_2 | Network Model.IntPrjfolder\Network Data.IntPrjfolder\Main Grid.ElmNet\Bus120.ElmTerm\Cub_2.StaCubic | Network Model.IntPrjfolder\Network Data.IntPrjfolder\Main Grid.ElmNet\Bus120.ElmTerm | Network Model.IntPrjfolder\Network Data.IntPrjfolder\Main Grid.ElmNet\Bus120.ElmTerm | Network Model.IntPrjfolder\Network Data.IntPrjfolder\Main Grid.ElmNet\ND0057.ElmLod | 0 | 3 | 0 | 1 | 2 | abc
Cub_1 | Network Model.IntPrjfolder\Network Data.IntPrjfolder\Main Grid.ElmNet\Bus294.ElmTerm\Cub_1.StaCubic | Network Model.IntPrjfolder\Network Data.IntPrjfolder\Main Grid.ElmNet\Bus294.ElmTerm | Network Model.IntPrjfolder\Network Data.IntPrjfolder\Main Grid.ElmNet\Bus294.ElmTerm | Network Model.IntPrjfolder\Network Data.IntPrjfolder\Main Grid.ElmNet\Line184.ElmLne | 1 | 3 | 0 | 1 | 2 | abc
Cub_2 | Network Model.IntPrjfolder\Network Data.IntPrjfolder\Main Grid.ElmNet\Bus294.ElmTerm\Cub_2.StaCubic | Network Model.IntPrjfolder\Network Data.IntPrjfolder\Main Grid.ElmNet\Bus294.ElmTerm | Network Model.IntPrjfolder\Network Data.IntPrjfolder\Main Grid.ElmNet\Bus294.ElmTerm | Network Model.IntPrjfolder\Network Data.IntPrjfolder\Main Grid.ElmNet\Line186.ElmLne | 0 | 3 | 0 | 1 | 2 | abc
Cub_3 | Network Model.IntPrjfolder\Network Data.IntPrjfolder\Main Grid.ElmNet\Bus294.ElmTerm\Cub_3.StaCubic | Network Model.IntPrjfolder\Network Data.IntPrjfolder\Main Grid.ElmNet\Bus294.ElmTerm | Network Model.IntPrjfolder\Network Data.IntPrjfolder\Main Grid.ElmNet\Bus294.ElmTerm | Network Model.IntPrjfolder\Network Data.IntPrjfolder\Main Grid.ElmNet\0056.ElmTr2 | 0 | 3 | 0 | 1 | 2 | abc
Cub_1 | Network Model.IntPrjfolder\Network Data.IntPrjfolder\Main Grid.ElmNet\Bus298.ElmTerm\Cub_1.StaCubic | Network Model.IntPrjfolder\Network Data.IntPrjfolder\Main Grid.ElmNet\Bus298.ElmTerm | Network Model.IntPrjfolder\Network Data.IntPrjfolder\Main Grid.ElmNet\Bus298.ElmTerm | Network Model.IntPrjfolder\Network Data.IntPrjfolder\Main Grid.ElmNet\Line186.ElmLne | 1 | 3 | 0 | 1 | 2 | abc
Cub_2 | Network Model.IntPrjfolder\Network Data.IntPrjfolder\Main Grid.ElmNet\Bus298.ElmTerm\Cub_2.StaCubic | Network Model.IntPrjfolder\Network Data.IntPrjfolder\Main Grid.ElmNet\Bus298.ElmTerm | Network Model.IntPrjfolder\Network Data.IntPrjfolder\Main Grid.ElmNet\Bus298.ElmTerm | Network Model.IntPrjfolder\Network Data.IntPrjfolder\Main Grid.ElmNet\0098.ElmTr2 | 0 | 3 | 0 | 1 | 2 | abc
Cub_1 | Network Model.IntPrjfolder\Network Data.IntPrjfolder\Main Grid.ElmNet\Bus293.ElmTerm\Cub_1.StaCubic | Network Model.IntPrjfolder\Network Data.IntPrjfolder\Main Grid.ElmNet\Bus293.ElmTerm | Network Model.IntPrjfolder\Network Data.IntPrjfolder\Main Grid.ElmNet\Bus293.ElmTerm | Network Model.IntPrjfolder\Network Data.IntPrjfolder\Main Grid.ElmNet\0056.ElmTr2 | 1 | 3 | 0 | 1 | 2 | abc
Cub_2 | Network Model.IntPrjfolder\Network Data.IntPrjfolder\Main Grid.ElmNet\Bus293.ElmTerm\Cub_2.StaCubic | Network Model.IntPrjfolder\Network Data.IntPrjfolder\Main Grid.ElmNet\Bus293.ElmTerm | Network Model.IntPrjfolder\Network Data.IntPrjfolder\Main Grid.ElmNet\Bus293.ElmTerm | Network Model.IntPrjfolder\Network Data.IntPrjfolder\Main Grid.ElmNet\ND0056.ElmLod | 0 | 3 | 0 | 1 | 2 | abc
Cub_1 | Network Model.IntPrjfolder\Network Data.IntPrjfolder\Main Grid.ElmNet\Bus297.ElmTerm\Cub_1.StaCubic | Network Model.IntPrjfolder\Network Data.IntPrjfolder\Main Grid.ElmNet\Bus297.ElmTerm | Network Model.IntPrjfolder\Network Data.IntPrjfolder\Main Grid.ElmNet\Bus297.ElmTerm | Network Model.IntPrjfolder\Network Data.IntPrjfolder\Main Grid.ElmNet\0098.ElmTr2 | 1 | 3 | 0 | 1 | 2 | abc
Cub_2 | Network Model.IntPrjfolder\Network Data.IntPrjfolder\Main Grid.ElmNet\Bus297.ElmTerm\Cub_2.StaCubic | Network Model.IntPrjfolder\Network Data.IntPrjfolder\Main Grid.ElmNet\Bus297.ElmTerm | Network Model.IntPrjfolder\Network Data.IntPrjfolder\Main Grid.ElmNet\Bus297.ElmTerm | Network Model.IntPrjfolder\Network Data.IntPrjfolder\Main Grid.ElmNet\ND0098.ElmLod | 0 | 3 | 0 | 1 | 2 | abc
Cub_1 | Network Model.IntPrjfolder\Network Data.IntPrjfolder\Main Grid.ElmNet\Bus299.ElmTerm\Cub_1.StaCubic | Network Model.IntPrjfolder\Network Data.IntPrjfolder\Main Grid.ElmNet\Bus299.ElmTerm | Network Model.IntPrjfolder\Network Data.IntPrjfolder\Main Grid.ElmNet\Bus299.ElmTerm | Network Model.IntPrjfolder\Network Data.IntPrjfolder\Main Grid.ElmNet\Line188.ElmLne | 1 | 3 | 0 | 1 | 2 | abc
Cub_2 | Network Model.IntPrjfolder\Network Data.IntPrjfolder\Main Grid.ElmNet\Bus299.ElmTerm\Cub_2.StaCubic | Network Model.IntPrjfolder\Network Data.IntPrjfolder\Main Grid.ElmNet\Bus299.ElmTerm | Network Model.IntPrjfolder\Network Data.IntPrjfolder\Main Grid.ElmNet\Bus299.ElmTerm | Network Model.IntPrjfolder\Network Data.IntPrjfolder\Main Grid.ElmNet\Line51.ElmLne | 0 | 3 | 0 | 1 | 2 | abc
Cub_1 | Network Model.IntPrjfolder\Network Data.IntPrjfolder\Main Grid.ElmNet\Bus124.ElmTerm\Cub_1.StaCubic | Network Model.IntPrjfolder\Network Data.IntPrjfolder\Main Grid.ElmNet\Bus124.ElmTerm | Network Model.IntPrjfolder\Network Data.IntPrjfolder\Main Grid.ElmNet\Bus124.ElmTerm | Network Model.IntPrjfolder\Network Data.IntPrjfolder\Main Grid.ElmNet\Line51.ElmLne | 1 | 3 | 0 | 1 | 2 | abc
Cub_2 | Network Model.IntPrjfolder\Network Data.IntPrjfolder\Main Grid.ElmNet\Bus124.ElmTerm\Cub_2.StaCubic | Network Model.IntPrjfolder\Network Data.IntPrjfolder\Main Grid.ElmNet\Bus124.ElmTerm | Network Model.IntPrjfolder\Network Data.IntPrjfolder\Main Grid.ElmNet\Bus124.ElmTerm | Network Model.IntPrjfolder\Network Data.IntPrjfolder\Main Grid.ElmNet\0058.ElmTr2 | 0 | 3 | 0 | 1 | 2 | abc
Cub_3 | Network Model.IntPrjfolder\Network Data.IntPrjfolder\Main Grid.ElmNet\Bus124.ElmTerm\Cub_3.StaCubic | Network Model.IntPrjfolder\Network Data.IntPrjfolder\Main Grid.ElmNet\Bus124.ElmTerm | Network Model.IntPrjfolder\Network Data.IntPrjfolder\Main Grid.ElmNet\Bus124.ElmTerm | Network Model.IntPrjfolder\Network Data.IntPrjfolder\Main Grid.ElmNet\Line52.ElmLne | 0 | 3 | 0 | 1 | 2 | abc
Cub_1 | Network Model.IntPrjfolder\Network Data.IntPrjfolder\Main Grid.ElmNet\Bus123.ElmTerm\Cub_1.StaCubic | Network Model.IntPrjfolder\Network Data.IntPrjfolder\Main Grid.ElmNet\Bus123.ElmTerm | Network Model.IntPrjfolder\Network Data.IntPrjfolder\Main Grid.ElmNet\Bus123.ElmTerm | Network Model.IntPrjfolder\Network Data.IntPrjfolder\Main Grid.ElmNet\0058.ElmTr2 | 1 | 3 | 0 | 1 | 2 | abc
Cub_2 | Network Model.IntPrjfolder\Network Data.IntPrjfolder\Main Grid.ElmNet\Bus123.ElmTerm\Cub_2.StaCubic | Network Model.IntPrjfolder\Network Data.IntPrjfolder\Main Grid.ElmNet\Bus123.ElmTerm | Network Model.IntPrjfolder\Network Data.IntPrjfolder\Main Grid.ElmNet\Bus123.ElmTerm | Network Model.IntPrjfolder\Network Data.IntPrjfolder\Main Grid.ElmNet\ND0058.ElmLod | 0 | 3 | 0 | 1 | 2 | abc
Cub_1 | Network Model.IntPrjfolder\Network Data.IntPrjfolder\Main Grid.ElmNet\Terminal(24).ElmTerm\Cub_1.StaCubic | Network Model.IntPrjfolder\Network Data.IntPrjfolder\Main Grid.ElmNet\Terminal(24).ElmTerm | Network Model.IntPrjfolder\Network Data.IntPrjfolder\Main Grid.ElmNet\Terminal(24).ElmTerm | Network Model.IntPrjfolder\Network Data.IntPrjfolder\Main Grid.ElmNet\Line52.ElmLne | 1 | 3 | 0 | 1 | 2 | abc
Cub_2 | Network Model.IntPrjfolder\Network Data.IntPrjfolder\Main Grid.ElmNet\Terminal(24).ElmTerm\Cub_2.StaCubic | Network Model.IntPrjfolder\Network Data.IntPrjfolder\Main Grid.ElmNet\Terminal(24).ElmTerm | Network Model.IntPrjfolder\Network Data.IntPrjfolder\Main Grid.ElmNet\Terminal(24).ElmTerm | Network Model.IntPrjfolder\Network Data.IntPrjfolder\Main Grid.ElmNet\LBS TANJUNG ORI.ElmCoup | 0 | 3 | 0 | 1 | 2 | abc
Cub_1 | Network Model.IntPrjfolder\Network Data.IntPrjfolder\Main Grid.ElmNet\Bus300.ElmTerm\Cub_1.StaCubic | Network Model.IntPrjfolder\Network Data.IntPrjfolder\Main Grid.ElmNet\Bus300.ElmTerm | Network Model.IntPrjfolder\Network Data.IntPrjfolder\Main Grid.ElmNet\Bus300.ElmTerm | Network Model.IntPrjfolder\Network Data.IntPrjfolder\Main Grid.ElmNet\LBS TANJUNG ORI.ElmCoup | 1 | 3 | 0 | 1 | 2 | abc
Cub_2 | Network Model.IntPrjfolder\Network Data.IntPrjfolder\Main Grid.ElmNet\Bus300.ElmTerm\Cub_2.StaCubic | Network Model.IntPrjfolder\Network Data.IntPrjfolder\Main Grid.ElmNet\Bus300.ElmTerm | Network Model.IntPrjfolder\Network Data.IntPrjfolder\Main Grid.ElmNet\Bus300.ElmTerm | Network Model.IntPrjfolder\Network Data.IntPrjfolder\Main Grid.ElmNet\Line190.ElmLne | 0 | 3 | 0 | 1 | 2 | abc
Cub_1 | Network Model.IntPrjfolder\Network Data.IntPrjfolder\Main Grid.ElmNet\Bus126.ElmTerm\Cub_1.StaCubic | Network Model.IntPrjfolder\Network Data.IntPrjfolder\Main Grid.ElmNet\Bus126.ElmTerm | Network Model.IntPrjfolder\Network Data.IntPrjfolder\Main Grid.ElmNet\Bus126.ElmTerm | Network Model.IntPrjfolder\Network Data.IntPrjfolder\Main Grid.ElmNet\Line190.ElmLne | 1 | 3 | 0 | 1 | 2 | abc
Cub_2 | Network Model.IntPrjfolder\Network Data.IntPrjfolder\Main Grid.ElmNet\Bus126.ElmTerm\Cub_2.StaCubic | Network Model.IntPrjfolder\Network Data.IntPrjfolder\Main Grid.ElmNet\Bus126.ElmTerm | Network Model.IntPrjfolder\Network Data.IntPrjfolder\Main Grid.ElmNet\Bus126.ElmTerm | Network Model.IntPrjfolder\Network Data.IntPrjfolder\Main Grid.ElmNet\0059.ElmTr2 | 0 | 3 | 0 | 1 | 2 | abc
Cub_3 | Network Model.IntPrjfolder\Network Data.IntPrjfolder\Main Grid.ElmNet\Bus126.ElmTerm\Cub_3.StaCubic | Network Model.IntPrjfolder\Network Data.IntPrjfolder\Main Grid.ElmNet\Bus126.ElmTerm | Network Model.IntPrjfolder\Network Data.IntPrjfolder\Main Grid.ElmNet\Bus126.ElmTerm | Network Model.IntPrjfolder\Network Data.IntPrjfolder\Main Grid.ElmNet\Line53.ElmLne | 0 | 3 | 0 | 1 | 2 | abc
Cub_1 | Network Model.IntPrjfolder\Network Data.IntPrjfolder\Main Grid.ElmNet\Bus125.ElmTerm\Cub_1.StaCubic | Network Model.IntPrjfolder\Network Data.IntPrjfolder\Main Grid.ElmNet\Bus125.ElmTerm | Network Model.IntPrjfolder\Network Data.IntPrjfolder\Main Grid.ElmNet\Bus125.ElmTerm | Network Model.IntPrjfolder\Network Data.IntPrjfolder\Main Grid.ElmNet\0059.ElmTr2 | 1 | 3 | 0 | 1 | 2 | abc
Cub_2 | Network Model.IntPrjfolder\Network Data.IntPrjfolder\Main Grid.ElmNet\Bus125.ElmTerm\Cub_2.StaCubic | Network Model.IntPrjfolder\Network Data.IntPrjfolder\Main Grid.ElmNet\Bus125.ElmTerm | Network Model.IntPrjfolder\Network Data.IntPrjfolder\Main Grid.ElmNet\Bus125.ElmTerm | Network Model.IntPrjfolder\Network Data.IntPrjfolder\Main Grid.ElmNet\ND0059.ElmLod | 0 | 3 | 0 | 1 | 2 | abc
Cub_1 | Network Model.IntPrjfolder\Network Data.IntPrjfolder\Main Grid.ElmNet\Bus128.ElmTerm\Cub_1.StaCubic | Network Model.IntPrjfolder\Network Data.IntPrjfolder\Main Grid.ElmNet\Bus128.ElmTerm | Network Model.IntPrjfolder\Network Data.IntPrjfolder\Main Grid.ElmNet\Bus128.ElmTerm | Network Model.IntPrjfolder\Network Data.IntPrjfolder\Main Grid.ElmNet\Line53.ElmLne | 1 | 3 | 0 | 1 | 2 | abc
Cub_2 | Network Model.IntPrjfolder\Network Data.IntPrjfolder\Main Grid.ElmNet\Bus128.ElmTerm\Cub_2.StaCubic | Network Model.IntPrjfolder\Network Data.IntPrjfolder\Main Grid.ElmNet\Bus128.ElmTerm | Network Model.IntPrjfolder\Network Data.IntPrjfolder\Main Grid.ElmNet\Bus128.ElmTerm | Network Model.IntPrjfolder\Network Data.IntPrjfolder\Main Grid.ElmNet\0060.ElmTr2 | 0 | 3 | 0 | 1 | 2 | abc
Cub_3 | Network Model.IntPrjfolder\Network Data.IntPrjfolder\Main Grid.ElmNet\Bus128.ElmTerm\Cub_3.StaCubic | Network Model.IntPrjfolder\Network Data.IntPrjfolder\Main Grid.ElmNet\Bus128.ElmTerm | Network Model.IntPrjfolder\Network Data.IntPrjfolder\Main Grid.ElmNet\Bus128.ElmTerm | Network Model.IntPrjfolder\Network Data.IntPrjfolder\Main Grid.ElmNet\Line54.ElmLne | 0 | 3 | 0 | 1 | 2 | abc
Cub_1 | Network Model.IntPrjfolder\Network Data.IntPrjfolder\Main Grid.ElmNet\Bus127.ElmTerm\Cub_1.StaCubic | Network Model.IntPrjfolder\Network Data.IntPrjfolder\Main Grid.ElmNet\Bus127.ElmTerm | Network Model.IntPrjfolder\Network Data.IntPrjfolder\Main Grid.ElmNet\Bus127.ElmTerm | Network Model.IntPrjfolder\Network Data.IntPrjfolder\Main Grid.ElmNet\0060.ElmTr2 | 1 | 3 | 0 | 1 | 2 | abc
Cub_2 | Network Model.IntPrjfolder\Network Data.IntPrjfolder\Main Grid.ElmNet\Bus127.ElmTerm\Cub_2.StaCubic | Network Model.IntPrjfolder\Network Data.IntPrjfolder\Main Grid.ElmNet\Bus127.ElmTerm | Network Model.IntPrjfolder\Network Data.IntPrjfolder\Main Grid.ElmNet\Bus127.ElmTerm | Network Model.IntPrjfolder\Network Data.IntPrjfolder\Main Grid.ElmNet\ND0060.ElmLod | 0 | 3 | 0 | 1 | 2 | abc
Cub_1 | Network Model.IntPrjfolder\Network Data.IntPrjfolder\Main Grid.ElmNet\Bus130.ElmTerm\Cub_1.StaCubic | Network Model.IntPrjfolder\Network Data.IntPrjfolder\Main Grid.ElmNet\Bus130.ElmTerm | Network Model.IntPrjfolder\Network Data.IntPrjfolder\Main Grid.ElmNet\Bus130.ElmTerm | Network Model.IntPrjfolder\Network Data.IntPrjfolder\Main Grid.ElmNet\Line54.ElmLne | 1 | 3 | 0 | 1 | 2 | abc
Cub_2 | Network Model.IntPrjfolder\Network Data.IntPrjfolder\Main Grid.ElmNet\Bus130.ElmTerm\Cub_2.StaCubic | Network Model.IntPrjfolder\Network Data.IntPrjfolder\Main Grid.ElmNet\Bus130.ElmTerm | Network Model.IntPrjfolder\Network Data.IntPrjfolder\Main Grid.ElmNet\Bus130.ElmTerm | Network Model.IntPrjfolder\Network Data.IntPrjfolder\Main Grid.ElmNet\0061.ElmTr2 | 0 | 3 | 0 | 1 | 2 | abc
Cub_3 | Network Model.IntPrjfolder\Network Data.IntPrjfolder\Main Grid.ElmNet\Bus130.ElmTerm\Cub_3.StaCubic | Network Model.IntPrjfolder\Network Data.IntPrjfolder\Main Grid.ElmNet\Bus130.ElmTerm | Network Model.IntPrjfolder\Network Data.IntPrjfolder\Main Grid.ElmNet\Bus130.ElmTerm | Network Model.IntPrjfolder\Network Data.IntPrjfolder\Main Grid.ElmNet\Line193.ElmLne | 0 | 3 | 0 | 1 | 2 | abc
Cub_1 | Network Model.IntPrjfolder\Network Data.IntPrjfolder\Main Grid.ElmNet\Bus129.ElmTerm\Cub_1.StaCubic | Network Model.IntPrjfolder\Network Data.IntPrjfolder\Main Grid.ElmNet\Bus129.ElmTerm | Network Model.IntPrjfolder\Network Data.IntPrjfolder\Main Grid.ElmNet\Bus129.ElmTerm | Network Model.IntPrjfolder\Network Data.IntPrjfolder\Main Grid.ElmNet\0061.ElmTr2 | 1 | 3 | 0 | 1 | 2 | abc
Cub_2 | Network Model.IntPrjfolder\Network Data.IntPrjfolder\Main Grid.ElmNet\Bus129.ElmTerm\Cub_2.StaCubic | Network Model.IntPrjfolder\Network Data.IntPrjfolder\Main Grid.ElmNet\Bus129.ElmTerm | Network Model.IntPrjfolder\Network Data.IntPrjfolder\Main Grid.ElmNet\Bus129.ElmTerm | Network Model.IntPrjfolder\Network Data.IntPrjfolder\Main Grid.ElmNet\ND0061.ElmLod | 0 | 3 | 0 | 1 | 2 | abc
Cub_1 | Network Model.IntPrjfolder\Network Data.IntPrjfolder\Main Grid.ElmNet\Terminal(25).ElmTerm\Cub_1.StaCubic | Network Model.IntPrjfolder\Network Data.IntPrjfolder\Main Grid.ElmNet\Terminal(25).ElmTerm | Network Model.IntPrjfolder\Network Data.IntPrjfolder\Main Grid.ElmNet\Terminal(25).ElmTerm | Network Model.IntPrjfolder\Network Data.IntPrjfolder\Main Grid.ElmNet\Line193.ElmLne | 1 | 3 | 0 | 1 | 2 | abc
Cub_2 | Network Model.IntPrjfolder\Network Data.IntPrjfolder\Main Grid.ElmNet\Terminal(25).ElmTerm\Cub_2.StaCubic | Network Model.IntPrjfolder\Network Data.IntPrjfolder\Main Grid.ElmNet\Terminal(25).ElmTerm | Network Model.IntPrjfolder\Network Data.IntPrjfolder\Main Grid.ElmNet\Terminal(25).ElmTerm | Network Model.IntPrjfolder\Network Data.IntPrjfolder\Main Grid.ElmNet\LBS KOPEL TAMBAK.ElmCoup | 1 | 3 | 0 | 1 | 2 | abc
Cub_1 | Network Model.IntPrjfolder\Network Data.IntPrjfolder\Main Grid.ElmNet\Terminal(26).ElmTerm\Cub_1.StaCubic | Network Model.IntPrjfolder\Network Data.IntPrjfolder\Main Grid.ElmNet\Terminal(26).ElmTerm | Network Model.IntPrjfolder\Network Data.IntPrjfolder\Main Grid.ElmNet\Terminal(26).ElmTerm | Network Model.IntPrjfolder\Network Data.IntPrjfolder\Main Grid.ElmNet\CB SANGKAPURA.ElmCoup | 0 | 3 | 0 | 1 | 2 | abc
Cub_2 | Network Model.IntPrjfolder\Network Data.IntPrjfolder\Main Grid.ElmNet\Terminal(26).ElmTerm\Cub_2.StaCubic | Network Model.IntPrjfolder\Network Data.IntPrjfolder\Main Grid.ElmNet\Terminal(26).ElmTerm | Network Model.IntPrjfolder\Network Data.IntPrjfolder\Main Grid.ElmNet\Terminal(26).ElmTerm | Network Model.IntPrjfolder\Network Data.IntPrjfolder\Main Grid.ElmNet\Cable SANGKAPURA.ElmLne | 0 | 3 | 0 | 1 | 2 | abc
Cub_1 | Network Model.IntPrjfolder\Network Data.IntPrjfolder\Main Grid.ElmNet\Bus186.ElmTerm\Cub_1.StaCubic | Network Model.IntPrjfolder\Network Data.IntPrjfolder\Main Grid.ElmNet\Bus186.ElmTerm | Network Model.IntPrjfolder\Network Data.IntPrjfolder\Main Grid.ElmNet\Bus186.ElmTerm | Network Model.IntPrjfolder\Network Data.IntPrjfolder\Main Grid.ElmNet\Cable SANGKAPURA.ElmLne | 1 | 3 | 0 | 1 | 2 | abc
Cub_2 | Network Model.IntPrjfolder\Network Data.IntPrjfolder\Main Grid.ElmNet\Bus186.ElmTerm\Cub_2.StaCubic | Network Model.IntPrjfolder\Network Data.IntPrjfolder\Main Grid.ElmNet\Bus186.ElmTerm | Network Model.IntPrjfolder\Network Data.IntPrjfolder\Main Grid.ElmNet\Bus186.ElmTerm | Network Model.IntPrjfolder\Network Data.IntPrjfolder\Main Grid.ElmNet\Line82.ElmLne | 0 | 3 | 0 | 1 | 2 | abc
Cub_1 | Network Model.IntPrjfolder\Network Data.IntPrjfolder\Main Grid.ElmNet\Bus311.ElmTerm\Cub_1.StaCubic | Network Model.IntPrjfolder\Network Data.IntPrjfolder\Main Grid.ElmNet\Bus311.ElmTerm | Network Model.IntPrjfolder\Network Data.IntPrjfolder\Main Grid.ElmNet\Bus311.ElmTerm | Network Model.IntPrjfolder\Network Data.IntPrjfolder\Main Grid.ElmNet\Line82.ElmLne | 1 | 3 | 0 | 1 | 2 | abc
Cub_2 | Network Model.IntPrjfolder\Network Data.IntPrjfolder\Main Grid.ElmNet\Bus311.ElmTerm\Cub_2.StaCubic | Network Model.IntPrjfolder\Network Data.IntPrjfolder\Main Grid.ElmNet\Bus311.ElmTerm | Network Model.IntPrjfolder\Network Data.IntPrjfolder\Main Grid.ElmNet\Bus311.ElmTerm | Network Model.IntPrjfolder\Network Data.IntPrjfolder\Main Grid.ElmNet\0001.ElmTr2 | 0 | 3 | 0 | 1 | 2 | abc
Cub_3 | Network Model.IntPrjfolder\Network Data.IntPrjfolder\Main Grid.ElmNet\Bus311.ElmTerm\Cub_3.StaCubic | Network Model.IntPrjfolder\Network Data.IntPrjfolder\Main Grid.ElmNet\Bus311.ElmTerm | Network Model.IntPrjfolder\Network Data.IntPrjfolder\Main Grid.ElmNet\Bus311.ElmTerm | Network Model.IntPrjfolder\Network Data.IntPrjfolder\Main Grid.ElmNet\Line197.ElmLne | 0 | 3 | 0 | 1 | 2 | abc
Cub_1 | Network Model.IntPrjfolder\Network Data.IntPrjfolder\Main Grid.ElmNet\Bus306.ElmTerm\Cub_1.StaCubic | Network Model.IntPrjfolder\Network Data.IntPrjfolder\Main Grid.ElmNet\Bus306.ElmTerm | Network Model.IntPrjfolder\Network Data.IntPrjfolder\Main Grid.ElmNet\Bus306.ElmTerm | Network Model.IntPrjfolder\Network Data.IntPrjfolder\Main Grid.ElmNet\0001.ElmTr2 | 1 | 3 | 0 | 1 | 2 | abc
Cub_2 | Network Model.IntPrjfolder\Network Data.IntPrjfolder\Main Grid.ElmNet\Bus306.ElmTerm\Cub_2.StaCubic | Network Model.IntPrjfolder\Network Data.IntPrjfolder\Main Grid.ElmNet\Bus306.ElmTerm | Network Model.IntPrjfolder\Network Data.IntPrjfolder\Main Grid.ElmNet\Bus306.ElmTerm | Network Model.IntPrjfolder\Network Data.IntPrjfolder\Main Grid.ElmNet\ND0001.ElmLod | 0 | 3 | 0 | 1 | 2 | abc
Cub_1 | Network Model.IntPrjfolder\Network Data.IntPrjfolder\Main Grid.ElmNet\Bus48.ElmTerm\Cub_1.StaCubic | Network Model.IntPrjfolder\Network Data.IntPrjfolder\Main Grid.ElmNet\Bus48.ElmTerm | Network Model.IntPrjfolder\Network Data.IntPrjfolder\Main Grid.ElmNet\Bus48.ElmTerm | Network Model.IntPrjfolder\Network Data.IntPrjfolder\Main Grid.ElmNet\Line197.ElmLne | 1 | 3 | 0 | 1 | 2 | abc
Cub_2 | Network Model.IntPrjfolder\Network Data.IntPrjfolder\Main Grid.ElmNet\Bus48.ElmTerm\Cub_2.StaCubic | Network Model.IntPrjfolder\Network Data.IntPrjfolder\Main Grid.ElmNet\Bus48.ElmTerm | Network Model.IntPrjfolder\Network Data.IntPrjfolder\Main Grid.ElmNet\Bus48.ElmTerm | Network Model.IntPrjfolder\Network Data.IntPrjfolder\Main Grid.ElmNet\Line63.ElmLne | 0 | 3 | 0 | 1 | 2 | abc
Cub_3 | Network Model.IntPrjfolder\Network Data.IntPrjfolder\Main Grid.ElmNet\Bus48.ElmTerm\Cub_3.StaCubic | Network Model.IntPrjfolder\Network Data.IntPrjfolder\Main Grid.ElmNet\Bus48.ElmTerm | Network Model.IntPrjfolder\Network Data.IntPrjfolder\Main Grid.ElmNet\Bus48.ElmTerm | Network Model.IntPrjfolder\Network Data.IntPrjfolder\Main Grid.ElmNet\Line199.ElmLne | 1 | 3 | 0 | 1 | 2 | abc
Cub_4 | Network Model.IntPrjfolder\Network Data.IntPrjfolder\Main Grid.ElmNet\Bus48.ElmTerm\Cub_4.StaCubic | Network Model.IntPrjfolder\Network Data.IntPrjfolder\Main Grid.ElmNet\Bus48.ElmTerm | Network Model.IntPrjfolder\Network Data.IntPrjfolder\Main Grid.ElmNet\Bus48.ElmTerm | Network Model.IntPrjfolder\Network Data.IntPrjfolder\Main Grid.ElmNet\Line65.ElmLne | 1 | 3 | 0 | 1 | 2 | abc
Cub_1 | Network Model.IntPrjfolder\Network Data.IntPrjfolder\Main Grid.ElmNet\Bus150.ElmTerm\Cub_1.StaCubic | Network Model.IntPrjfolder\Network Data.IntPrjfolder\Main Grid.ElmNet\Bus150.ElmTerm | Network Model.IntPrjfolder\Network Data.IntPrjfolder\Main Grid.ElmNet\Bus150.ElmTerm | Network Model.IntPrjfolder\Network Data.IntPrjfolder\Main Grid.ElmNet\Line63.ElmLne | 1 | 3 | 0 | 1 | 2 | abc
Cub_2 | Network Model.IntPrjfolder\Network Data.IntPrjfolder\Main Grid.ElmNet\Bus150.ElmTerm\Cub_2.StaCubic | Network Model.IntPrjfolder\Network Data.IntPrjfolder\Main Grid.ElmNet\Bus150.ElmTerm | Network Model.IntPrjfolder\Network Data.IntPrjfolder\Main Grid.ElmNet\Bus150.ElmTerm | Network Model.IntPrjfolder\Network Data.IntPrjfolder\Main Grid.ElmNet\0002.ElmTr2 | 0 | 3 | 0 | 1 | 2 | abc
Cub_3 | Network Model.IntPrjfolder\Network Data.IntPrjfolder\Main Grid.ElmNet\Bus150.ElmTerm\Cub_3.StaCubic | Network Model.IntPrjfolder\Network Data.IntPrjfolder\Main Grid.ElmNet\Bus150.ElmTerm | Network Model.IntPrjfolder\Network Data.IntPrjfolder\Main Grid.ElmNet\Bus150.ElmTerm | Network Model.IntPrjfolder\Network Data.IntPrjfolder\Main Grid.ElmNet\0074.ElmTr2 | 0 | 3 | 0 | 1 | 2 | abc
Cub_1 | Network Model.IntPrjfolder\Network Data.IntPrjfolder\Main Grid.ElmNet\Bus314.ElmTerm\Cub_1.StaCubic | Network Model.IntPrjfolder\Network Data.IntPrjfolder\Main Grid.ElmNet\Bus314.ElmTerm | Network Model.IntPrjfolder\Network Data.IntPrjfolder\Main Grid.ElmNet\Bus314.ElmTerm | Network Model.IntPrjfolder\Network Data.IntPrjfolder\Main Grid.ElmNet\Line199.ElmLne | 0 | 3 | 0 | 1 | 2 | abc
Cub_2 | Network Model.IntPrjfolder\Network Data.IntPrjfolder\Main Grid.ElmNet\Bus314.ElmTerm\Cub_2.StaCubic | Network Model.IntPrjfolder\Network Data.IntPrjfolder\Main Grid.ElmNet\Bus314.ElmTerm | Network Model.IntPrjfolder\Network Data.IntPrjfolder\Main Grid.ElmNet\Bus314.ElmTerm | Network Model.IntPrjfolder\Network Data.IntPrjfolder\Main Grid.ElmNet\0003.ElmTr2 | 0 | 3 | 0 | 1 | 2 | abc
Cub_1 | Network Model.IntPrjfolder\Network Data.IntPrjfolder\Main Grid.ElmNet\Terminal(27).ElmTerm\Cub_1.StaCubic | Network Model.IntPrjfolder\Network Data.IntPrjfolder\Main Grid.ElmNet\Terminal(27).ElmTerm | Network Model.IntPrjfolder\Network Data.IntPrjfolder\Main Grid.ElmNet\Terminal(27).ElmTerm | Network Model.IntPrjfolder\Network Data.IntPrjfolder\Main Grid.ElmNet\0002.ElmTr2 | 1 | 3 | 0 | 1 | 2 | abc
Cub_2 | Network Model.IntPrjfolder\Network Data.IntPrjfolder\Main Grid.ElmNet\Terminal(27).ElmTerm\Cub_2.StaCubic | Network Model.IntPrjfolder\Network Data.IntPrjfolder\Main Grid.ElmNet\Terminal(27).ElmTerm | Network Model.IntPrjfolder\Network Data.IntPrjfolder\Main Grid.ElmNet\Terminal(27).ElmTerm | Network Model.IntPrjfolder\Network Data.IntPrjfolder\Main Grid.ElmNet\ND0002.ElmLod | 0 | 3 | 0 | 1 | 2 | abc
Cub_1 | Network Model.IntPrjfolder\Network Data.IntPrjfolder\Main Grid.ElmNet\Terminal(28).ElmTerm\Cub_1.StaCubic | Network Model.IntPrjfolder\Network Data.IntPrjfolder\Main Grid.ElmNet\Terminal(28).ElmTerm | Network Model.IntPrjfolder\Network Data.IntPrjfolder\Main Grid.ElmNet\Terminal(28).ElmTerm | Network Model.IntPrjfolder\Network Data.IntPrjfolder\Main Grid.ElmNet\0074.ElmTr2 | 1 | 3 | 0 | 1 | 2 | abc
Cub_2 | Network Model.IntPrjfolder\Network Data.IntPrjfolder\Main Grid.ElmNet\Terminal(28).ElmTerm\Cub_2.StaCubic | Network Model.IntPrjfolder\Network Data.IntPrjfolder\Main Grid.ElmNet\Terminal(28).ElmTerm | Network Model.IntPrjfolder\Network Data.IntPrjfolder\Main Grid.ElmNet\Terminal(28).ElmTerm | Network Model.IntPrjfolder\Network Data.IntPrjfolder\Main Grid.ElmNet\ND0074.ElmLod | 0 | 3 | 0 | 1 | 2 | abc
Cub_1 | Network Model.IntPrjfolder\Network Data.IntPrjfolder\Main Grid.ElmNet\Bus313.ElmTerm\Cub_1.StaCubic | Network Model.IntPrjfolder\Network Data.IntPrjfolder\Main Grid.ElmNet\Bus313.ElmTerm | Network Model.IntPrjfolder\Network Data.IntPrjfolder\Main Grid.ElmNet\Bus313.ElmTerm | Network Model.IntPrjfolder\Network Data.IntPrjfolder\Main Grid.ElmNet\0003.ElmTr2 | 1 | 3 | 0 | 1 | 2 | abc
Cub_2 | Network Model.IntPrjfolder\Network Data.IntPrjfolder\Main Grid.ElmNet\Bus313.ElmTerm\Cub_2.StaCubic | Network Model.IntPrjfolder\Network Data.IntPrjfolder\Main Grid.ElmNet\Bus313.ElmTerm | Network Model.IntPrjfolder\Network Data.IntPrjfolder\Main Grid.ElmNet\Bus313.ElmTerm | Network Model.IntPrjfolder\Network Data.IntPrjfolder\Main Grid.ElmNet\ND0003.ElmLod | 0 | 3 | 0 | 1 | 2 | abc
Cub_1 | Network Model.IntPrjfolder\Network Data.IntPrjfolder\Main Grid.ElmNet\Terminal(29).ElmTerm\Cub_1.StaCubic | Network Model.IntPrjfolder\Network Data.IntPrjfolder\Main Grid.ElmNet\Terminal(29).ElmTerm | Network Model.IntPrjfolder\Network Data.IntPrjfolder\Main Grid.ElmNet\Terminal(29).ElmTerm | Network Model.IntPrjfolder\Network Data.IntPrjfolder\Main Grid.ElmNet\Line65.ElmLne | 0 | 3 | 0 | 1 | 2 | abc
Cub_2 | Network Model.IntPrjfolder\Network Data.IntPrjfolder\Main Grid.ElmNet\Terminal(29).ElmTerm\Cub_2.StaCubic | Network Model.IntPrjfolder\Network Data.IntPrjfolder\Main Grid.ElmNet\Terminal(29).ElmTerm | Network Model.IntPrjfolder\Network Data.IntPrjfolder\Main Grid.ElmNet\Terminal(29).ElmTerm | Network Model.IntPrjfolder\Network Data.IntPrjfolder\Main Grid.ElmNet\LBSM LEBAK.ElmCoup | 1 | 3 | 0 | 1 | 2 | abc
Cub_1 | Network Model.IntPrjfolder\Network Data.IntPrjfolder\Main Grid.ElmNet\Bus315.ElmTerm\Cub_1.StaCubic | Network Model.IntPrjfolder\Network Data.IntPrjfolder\Main Grid.ElmNet\Bus315.ElmTerm | Network Model.IntPrjfolder\Network Data.IntPrjfolder\Main Grid.ElmNet\Bus315.ElmTerm | Network Model.IntPrjfolder\Network Data.IntPrjfolder\Main Grid.ElmNet\LBSM LEBAK.ElmCoup | 0 | 3 | 0 | 1 | 2 | abc
Cub_2 | Network Model.IntPrjfolder\Network Data.IntPrjfolder\Main Grid.ElmNet\Bus315.ElmTerm\Cub_2.StaCubic | Network Model.IntPrjfolder\Network Data.IntPrjfolder\Main Grid.ElmNet\Bus315.ElmTerm | Network Model.IntPrjfolder\Network Data.IntPrjfolder\Main Grid.ElmNet\Bus315.ElmTerm | Network Model.IntPrjfolder\Network Data.IntPrjfolder\Main Grid.ElmNet\Line201.ElmLne | 0 | 3 | 0 | 1 | 2 | abc
Cub_1 | Network Model.IntPrjfolder\Network Data.IntPrjfolder\Main Grid.ElmNet\Bus155.ElmTerm\Cub_1.StaCubic | Network Model.IntPrjfolder\Network Data.IntPrjfolder\Main Grid.ElmNet\Bus155.ElmTerm | Network Model.IntPrjfolder\Network Data.IntPrjfolder\Main Grid.ElmNet\Bus155.ElmTerm | Network Model.IntPrjfolder\Network Data.IntPrjfolder\Main Grid.ElmNet\Line201.ElmLne | 1 | 3 | 0 | 1 | 2 | abc
Cub_2 | Network Model.IntPrjfolder\Network Data.IntPrjfolder\Main Grid.ElmNet\Bus155.ElmTerm\Cub_2.StaCubic | Network Model.IntPrjfolder\Network Data.IntPrjfolder\Main Grid.ElmNet\Bus155.ElmTerm | Network Model.IntPrjfolder\Network Data.IntPrjfolder\Main Grid.ElmNet\Bus155.ElmTerm | Network Model.IntPrjfolder\Network Data.IntPrjfolder\Main Grid.ElmNet\Line203.ElmLne | 0 | 3 | 0 | 1 | 2 | abc
Cub_3 | Network Model.IntPrjfolder\Network Data.IntPrjfolder\Main Grid.ElmNet\Bus155.ElmTerm\Cub_3.StaCubic | Network Model.IntPrjfolder\Network Data.IntPrjfolder\Main Grid.ElmNet\Bus155.ElmTerm | Network Model.IntPrjfolder\Network Data.IntPrjfolder\Main Grid.ElmNet\Bus155.ElmTerm | Network Model.IntPrjfolder\Network Data.IntPrjfolder\Main Grid.ElmNet\Line66.ElmLne | 0 | 3 | 0 | 1 | 2 | abc
Cub_1 | Network Model.IntPrjfolder\Network Data.IntPrjfolder\Main Grid.ElmNet\Bus316.ElmTerm\Cub_1.StaCubic | Network Model.IntPrjfolder\Network Data.IntPrjfolder\Main Grid.ElmNet\Bus316.ElmTerm | Network Model.IntPrjfolder\Network Data.IntPrjfolder\Main Grid.ElmNet\Bus316.ElmTerm | Network Model.IntPrjfolder\Network Data.IntPrjfolder\Main Grid.ElmNet\Line203.ElmLne | 1 | 3 | 0 | 1 | 2 | abc
Cub_2 | Network Model.IntPrjfolder\Network Data.IntPrjfolder\Main Grid.ElmNet\Bus316.ElmTerm\Cub_2.StaCubic | Network Model.IntPrjfolder\Network Data.IntPrjfolder\Main Grid.ElmNet\Bus316.ElmTerm | Network Model.IntPrjfolder\Network Data.IntPrjfolder\Main Grid.ElmNet\Bus316.ElmTerm | Network Model.IntPrjfolder\Network Data.IntPrjfolder\Main Grid.ElmNet\Line205.ElmLne | 0 | 3 | 0 | 1 | 2 | abc
Cub_3 | Network Model.IntPrjfolder\Network Data.IntPrjfolder\Main Grid.ElmNet\Bus316.ElmTerm\Cub_3.StaCubic | Network Model.IntPrjfolder\Network Data.IntPrjfolder\Main Grid.ElmNet\Bus316.ElmTerm | Network Model.IntPrjfolder\Network Data.IntPrjfolder\Main Grid.ElmNet\Bus316.ElmTerm | Network Model.IntPrjfolder\Network Data.IntPrjfolder\Main Grid.ElmNet\0004.ElmTr2 | 0 | 3 | 0 | 1 | 2 | abc
Cub_1 | Network Model.IntPrjfolder\Network Data.IntPrjfolder\Main Grid.ElmNet\Bus319.ElmTerm\Cub_1.StaCubic | Network Model.IntPrjfolder\Network Data.IntPrjfolder\Main Grid.ElmNet\Bus319.ElmTerm | Network Model.IntPrjfolder\Network Data.IntPrjfolder\Main Grid.ElmNet\Bus319.ElmTerm | Network Model.IntPrjfolder\Network Data.IntPrjfolder\Main Grid.ElmNet\Line205.ElmLne | 1 | 3 | 0 | 1 | 2 | abc
Cub_2 | Network Model.IntPrjfolder\Network Data.IntPrjfolder\Main Grid.ElmNet\Bus319.ElmTerm\Cub_2.StaCubic | Network Model.IntPrjfolder\Network Data.IntPrjfolder\Main Grid.ElmNet\Bus319.ElmTerm | Network Model.IntPrjfolder\Network Data.IntPrjfolder\Main Grid.ElmNet\Bus319.ElmTerm | Network Model.IntPrjfolder\Network Data.IntPrjfolder\Main Grid.ElmNet\0103.ElmTr2 | 0 | 3 | 0 | 1 | 2 | abc
Cub_1 | Network Model.IntPrjfolder\Network Data.IntPrjfolder\Main Grid.ElmNet\Bus154.ElmTerm\Cub_1.StaCubic | Network Model.IntPrjfolder\Network Data.IntPrjfolder\Main Grid.ElmNet\Bus154.ElmTerm | Network Model.IntPrjfolder\Network Data.IntPrjfolder\Main Grid.ElmNet\Bus154.ElmTerm | Network Model.IntPrjfolder\Network Data.IntPrjfolder\Main Grid.ElmNet\0004.ElmTr2 | 1 | 3 | 0 | 1 | 2 | abc
Cub_2 | Network Model.IntPrjfolder\Network Data.IntPrjfolder\Main Grid.ElmNet\Bus154.ElmTerm\Cub_2.StaCubic | Network Model.IntPrjfolder\Network Data.IntPrjfolder\Main Grid.ElmNet\Bus154.ElmTerm | Network Model.IntPrjfolder\Network Data.IntPrjfolder\Main Grid.ElmNet\Bus154.ElmTerm | Network Model.IntPrjfolder\Network Data.IntPrjfolder\Main Grid.ElmNet\ND0004.ElmLod | 0 | 3 | 0 | 1 | 2 | abc
Cub_1 | Network Model.IntPrjfolder\Network Data.IntPrjfolder\Main Grid.ElmNet\Bus318.ElmTerm\Cub_1.StaCubic | Network Model.IntPrjfolder\Network Data.IntPrjfolder\Main Grid.ElmNet\Bus318.ElmTerm | Network Model.IntPrjfolder\Network Data.IntPrjfolder\Main Grid.ElmNet\Bus318.ElmTerm | Network Model.IntPrjfolder\Network Data.IntPrjfolder\Main Grid.ElmNet\0103.ElmTr2 | 1 | 3 | 0 | 1 | 2 | abc
Cub_2 | Network Model.IntPrjfolder\Network Data.IntPrjfolder\Main Grid.ElmNet\Bus318.ElmTerm\Cub_2.StaCubic | Network Model.IntPrjfolder\Network Data.IntPrjfolder\Main Grid.ElmNet\Bus318.ElmTerm | Network Model.IntPrjfolder\Network Data.IntPrjfolder\Main Grid.ElmNet\Bus318.ElmTerm | Network Model.IntPrjfolder\Network Data.IntPrjfolder\Main Grid.ElmNet\ND0103.ElmLod | 0 | 3 | 0 | 1 | 2 | abc
Cub_1 | Network Model.IntPrjfolder\Network Data.IntPrjfolder\Main Grid.ElmNet\Terminal(30).ElmTerm\Cub_1.StaCubic | Network Model.IntPrjfolder\Network Data.IntPrjfolder\Main Grid.ElmNet\Terminal(30).ElmTerm | Network Model.IntPrjfolder\Network Data.IntPrjfolder\Main Grid.ElmNet\Terminal(30).ElmTerm | Network Model.IntPrjfolder\Network Data.IntPrjfolder\Main Grid.ElmNet\Line66.ElmLne | 1 | 3 | 0 | 1 | 2 | abc
Cub_2 | Network Model.IntPrjfolder\Network Data.IntPrjfolder\Main Grid.ElmNet\Terminal(30).ElmTerm\Cub_2.StaCubic | Network Model.IntPrjfolder\Network Data.IntPrjfolder\Main Grid.ElmNet\Terminal(30).ElmTerm | Network Model.IntPrjfolder\Network Data.IntPrjfolder\Main Grid.ElmNet\Terminal(30).ElmTerm | Network Model.IntPrjfolder\Network Data.IntPrjfolder\Main Grid.ElmNet\Line207.ElmLne | 0 | 3 | 0 | 1 | 2 | abc
Cub_1 | Network Model.IntPrjfolder\Network Data.IntPrjfolder\Main Grid.ElmNet\Bus157.ElmTerm\Cub_1.StaCubic | Network Model.IntPrjfolder\Network Data.IntPrjfolder\Main Grid.ElmNet\Bus157.ElmTerm | Network Model.IntPrjfolder\Network Data.IntPrjfolder\Main Grid.ElmNet\Bus157.ElmTerm | Network Model.IntPrjfolder\Network Data.IntPrjfolder\Main Grid.ElmNet\Line207.ElmLne | 1 | 3 | 0 | 1 | 2 | abc
Cub_2 | Network Model.IntPrjfolder\Network Data.IntPrjfolder\Main Grid.ElmNet\Bus157.ElmTerm\Cub_2.StaCubic | Network Model.IntPrjfolder\Network Data.IntPrjfolder\Main Grid.ElmNet\Bus157.ElmTerm | Network Model.IntPrjfolder\Network Data.IntPrjfolder\Main Grid.ElmNet\Bus157.ElmTerm | Network Model.IntPrjfolder\Network Data.IntPrjfolder\Main Grid.ElmNet\0005.ElmTr2 | 0 | 3 | 0 | 1 | 2 | abc
Cub_3 | Network Model.IntPrjfolder\Network Data.IntPrjfolder\Main Grid.ElmNet\Bus157.ElmTerm\Cub_3.StaCubic | Network Model.IntPrjfolder\Network Data.IntPrjfolder\Main Grid.ElmNet\Bus157.ElmTerm | Network Model.IntPrjfolder\Network Data.IntPrjfolder\Main Grid.ElmNet\Bus157.ElmTerm | Network Model.IntPrjfolder\Network Data.IntPrjfolder\Main Grid.ElmNet\Line67.ElmLne | 0 | 3 | 0 | 1 | 2 | abc
Cub_1 | Network Model.IntPrjfolder\Network Data.IntPrjfolder\Main Grid.ElmNet\Bus156.ElmTerm\Cub_1.StaCubic | Network Model.IntPrjfolder\Network Data.IntPrjfolder\Main Grid.ElmNet\Bus156.ElmTerm | Network Model.IntPrjfolder\Network Data.IntPrjfolder\Main Grid.ElmNet\Bus156.ElmTerm | Network Model.IntPrjfolder\Network Data.IntPrjfolder\Main Grid.ElmNet\0005.ElmTr2 | 1 | 3 | 0 | 1 | 2 | abc
Cub_2 | Network Model.IntPrjfolder\Network Data.IntPrjfolder\Main Grid.ElmNet\Bus156.ElmTerm\Cub_2.StaCubic | Network Model.IntPrjfolder\Network Data.IntPrjfolder\Main Grid.ElmNet\Bus156.ElmTerm | Network Model.IntPrjfolder\Network Data.IntPrjfolder\Main Grid.ElmNet\Bus156.ElmTerm | Network Model.IntPrjfolder\Network Data.IntPrjfolder\Main Grid.ElmNet\ND0005.ElmLod | 0 | 3 | 0 | 1 | 2 | abc
Cub_1 | Network Model.IntPrjfolder\Network Data.IntPrjfolder\Main Grid.ElmNet\Bus159.ElmTerm\Cub_1.StaCubic | Network Model.IntPrjfolder\Network Data.IntPrjfolder\Main Grid.ElmNet\Bus159.ElmTerm | Network Model.IntPrjfolder\Network Data.IntPrjfolder\Main Grid.ElmNet\Bus159.ElmTerm | Network Model.IntPrjfolder\Network Data.IntPrjfolder\Main Grid.ElmNet\Line67.ElmLne | 1 | 3 | 0 | 1 | 2 | abc
Cub_2 | Network Model.IntPrjfolder\Network Data.IntPrjfolder\Main Grid.ElmNet\Bus159.ElmTerm\Cub_2.StaCubic | Network Model.IntPrjfolder\Network Data.IntPrjfolder\Main Grid.ElmNet\Bus159.ElmTerm | Network Model.IntPrjfolder\Network Data.IntPrjfolder\Main Grid.ElmNet\Bus159.ElmTerm | Network Model.IntPrjfolder\Network Data.IntPrjfolder\Main Grid.ElmNet\Line209.ElmLne | 0 | 3 | 0 | 1 | 2 | abc
Cub_3 | Network Model.IntPrjfolder\Network Data.IntPrjfolder\Main Grid.ElmNet\Bus159.ElmTerm\Cub_3.StaCubic | Network Model.IntPrjfolder\Network Data.IntPrjfolder\Main Grid.ElmNet\Bus159.ElmTerm | Network Model.IntPrjfolder\Network Data.IntPrjfolder\Main Grid.ElmNet\Bus159.ElmTerm | Network Model.IntPrjfolder\Network Data.IntPrjfolder\Main Grid.ElmNet\Line68.ElmLne | 0 | 3 | 0 | 1 | 2 | abc
Cub_1 | Network Model.IntPrjfolder\Network Data.IntPrjfolder\Main Grid.ElmNet\Bus321.ElmTerm\Cub_1.StaCubic | Network Model.IntPrjfolder\Network Data.IntPrjfolder\Main Grid.ElmNet\Bus321.ElmTerm | Network Model.IntPrjfolder\Network Data.IntPrjfolder\Main Grid.ElmNet\Bus321.ElmTerm | Network Model.IntPrjfolder\Network Data.IntPrjfolder\Main Grid.ElmNet\Line209.ElmLne | 1 | 3 | 0 | 1 | 2 | abc
Cub_2 | Network Model.IntPrjfolder\Network Data.IntPrjfolder\Main Grid.ElmNet\Bus321.ElmTerm\Cub_2.StaCubic | Network Model.IntPrjfolder\Network Data.IntPrjfolder\Main Grid.ElmNet\Bus321.ElmTerm | Network Model.IntPrjfolder\Network Data.IntPrjfolder\Main Grid.ElmNet\Bus321.ElmTerm | Network Model.IntPrjfolder\Network Data.IntPrjfolder\Main Grid.ElmNet\Line211.ElmLne | 0 | 3 | 0 | 1 | 2 | abc
Cub_3 | Network Model.IntPrjfolder\Network Data.IntPrjfolder\Main Grid.ElmNet\Bus321.ElmTerm\Cub_3.StaCubic | Network Model.IntPrjfolder\Network Data.IntPrjfolder\Main Grid.ElmNet\Bus321.ElmTerm | Network Model.IntPrjfolder\Network Data.IntPrjfolder\Main Grid.ElmNet\Bus321.ElmTerm | Network Model.IntPrjfolder\Network Data.IntPrjfolder\Main Grid.ElmNet\0088.ElmTr2 | 0 | 3 | 0 | 1 | 2 | abc
Cub_1 | Network Model.IntPrjfolder\Network Data.IntPrjfolder\Main Grid.ElmNet\Bus324.ElmTerm\Cub_1.StaCubic | Network Model.IntPrjfolder\Network Data.IntPrjfolder\Main Grid.ElmNet\Bus324.ElmTerm | Network Model.IntPrjfolder\Network Data.IntPrjfolder\Main Grid.ElmNet\Bus324.ElmTerm | Network Model.IntPrjfolder\Network Data.IntPrjfolder\Main Grid.ElmNet\Line211.ElmLne | 1 | 3 | 0 | 1 | 2 | abc
Cub_2 | Network Model.IntPrjfolder\Network Data.IntPrjfolder\Main Grid.ElmNet\Bus324.ElmTerm\Cub_2.StaCubic | Network Model.IntPrjfolder\Network Data.IntPrjfolder\Main Grid.ElmNet\Bus324.ElmTerm | Network Model.IntPrjfolder\Network Data.IntPrjfolder\Main Grid.ElmNet\Bus324.ElmTerm | Network Model.IntPrjfolder\Network Data.IntPrjfolder\Main Grid.ElmNet\Line213.ElmLne | 0 | 3 | 0 | 1 | 2 | abc
Cub_3 | Network Model.IntPrjfolder\Network Data.IntPrjfolder\Main Grid.ElmNet\Bus324.ElmTerm\Cub_3.StaCubic | Network Model.IntPrjfolder\Network Data.IntPrjfolder\Main Grid.ElmNet\Bus324.ElmTerm | Network Model.IntPrjfolder\Network Data.IntPrjfolder\Main Grid.ElmNet\Bus324.ElmTerm | Network Model.IntPrjfolder\Network Data.IntPrjfolder\Main Grid.ElmNet\0089.ElmTr2 | 0 | 3 | 0 | 1 | 2 | abc
Cub_1 | Network Model.IntPrjfolder\Network Data.IntPrjfolder\Main Grid.ElmNet\Bus328.ElmTerm\Cub_1.StaCubic | Network Model.IntPrjfolder\Network Data.IntPrjfolder\Main Grid.ElmNet\Bus328.ElmTerm | Network Model.IntPrjfolder\Network Data.IntPrjfolder\Main Grid.ElmNet\Bus328.ElmTerm | Network Model.IntPrjfolder\Network Data.IntPrjfolder\Main Grid.ElmNet\Line213.ElmLne | 1 | 3 | 0 | 1 | 2 | abc
Cub_2 | Network Model.IntPrjfolder\Network Data.IntPrjfolder\Main Grid.ElmNet\Bus328.ElmTerm\Cub_2.StaCubic | Network Model.IntPrjfolder\Network Data.IntPrjfolder\Main Grid.ElmNet\Bus328.ElmTerm | Network Model.IntPrjfolder\Network Data.IntPrjfolder\Main Grid.ElmNet\Bus328.ElmTerm | Network Model.IntPrjfolder\Network Data.IntPrjfolder\Main Grid.ElmNet\0090.ElmTr2 | 0 | 3 | 0 | 1 | 2 | abc
Cub_1 | Network Model.IntPrjfolder\Network Data.IntPrjfolder\Main Grid.ElmNet\Bus158.ElmTerm\Cub_1.StaCubic | Network Model.IntPrjfolder\Network Data.IntPrjfolder\Main Grid.ElmNet\Bus158.ElmTerm | Network Model.IntPrjfolder\Network Data.IntPrjfolder\Main Grid.ElmNet\Bus158.ElmTerm | Network Model.IntPrjfolder\Network Data.IntPrjfolder\Main Grid.ElmNet\0088.ElmTr2 | 1 | 3 | 0 | 1 | 2 | abc
Cub_2 | Network Model.IntPrjfolder\Network Data.IntPrjfolder\Main Grid.ElmNet\Bus158.ElmTerm\Cub_2.StaCubic | Network Model.IntPrjfolder\Network Data.IntPrjfolder\Main Grid.ElmNet\Bus158.ElmTerm | Network Model.IntPrjfolder\Network Data.IntPrjfolder\Main Grid.ElmNet\Bus158.ElmTerm | Network Model.IntPrjfolder\Network Data.IntPrjfolder\Main Grid.ElmNet\ND0088.ElmLod | 0 | 3 | 0 | 1 | 2 | abc
Cub_1 | Network Model.IntPrjfolder\Network Data.IntPrjfolder\Main Grid.ElmNet\Bus323.ElmTerm\Cub_1.StaCubic | Network Model.IntPrjfolder\Network Data.IntPrjfolder\Main Grid.ElmNet\Bus323.ElmTerm | Network Model.IntPrjfolder\Network Data.IntPrjfolder\Main Grid.ElmNet\Bus323.ElmTerm | Network Model.IntPrjfolder\Network Data.IntPrjfolder\Main Grid.ElmNet\0089.ElmTr2 | 1 | 3 | 0 | 1 | 2 | abc
Cub_2 | Network Model.IntPrjfolder\Network Data.IntPrjfolder\Main Grid.ElmNet\Bus323.ElmTerm\Cub_2.StaCubic | Network Model.IntPrjfolder\Network Data.IntPrjfolder\Main Grid.ElmNet\Bus323.ElmTerm | Network Model.IntPrjfolder\Network Data.IntPrjfolder\Main Grid.ElmNet\Bus323.ElmTerm | Network Model.IntPrjfolder\Network Data.IntPrjfolder\Main Grid.ElmNet\ND0089.ElmLod | 0 | 3 | 0 | 1 | 2 | abc
Cub_1 | Network Model.IntPrjfolder\Network Data.IntPrjfolder\Main Grid.ElmNet\Bus327.ElmTerm\Cub_1.StaCubic | Network Model.IntPrjfolder\Network Data.IntPrjfolder\Main Grid.ElmNet\Bus327.ElmTerm | Network Model.IntPrjfolder\Network Data.IntPrjfolder\Main Grid.ElmNet\Bus327.ElmTerm | Network Model.IntPrjfolder\Network Data.IntPrjfolder\Main Grid.ElmNet\0090.ElmTr2 | 1 | 3 | 0 | 1 | 2 | abc
Cub_2 | Network Model.IntPrjfolder\Network Data.IntPrjfolder\Main Grid.ElmNet\Bus327.ElmTerm\Cub_2.StaCubic | Network Model.IntPrjfolder\Network Data.IntPrjfolder\Main Grid.ElmNet\Bus327.ElmTerm | Network Model.IntPrjfolder\Network Data.IntPrjfolder\Main Grid.ElmNet\Bus327.ElmTerm | Network Model.IntPrjfolder\Network Data.IntPrjfolder\Main Grid.ElmNet\ND0090.ElmLod | 0 | 3 | 0 | 1 | 2 | abc
Cub_1 | Network Model.IntPrjfolder\Network Data.IntPrjfolder\Main Grid.ElmNet\Bus161.ElmTerm\Cub_1.StaCubic | Network Model.IntPrjfolder\Network Data.IntPrjfolder\Main Grid.ElmNet\Bus161.ElmTerm | Network Model.IntPrjfolder\Network Data.IntPrjfolder\Main Grid.ElmNet\Bus161.ElmTerm | Network Model.IntPrjfolder\Network Data.IntPrjfolder\Main Grid.ElmNet\Line68.ElmLne | 1 | 3 | 0 | 1 | 2 | abc
Cub_2 | Network Model.IntPrjfolder\Network Data.IntPrjfolder\Main Grid.ElmNet\Bus161.ElmTerm\Cub_2.StaCubic | Network Model.IntPrjfolder\Network Data.IntPrjfolder\Main Grid.ElmNet\Bus161.ElmTerm | Network Model.IntPrjfolder\Network Data.IntPrjfolder\Main Grid.ElmNet\Bus161.ElmTerm | Network Model.IntPrjfolder\Network Data.IntPrjfolder\Main Grid.ElmNet\0006.ElmTr2 | 0 | 3 | 0 | 1 | 2 | abc
Cub_3 | Network Model.IntPrjfolder\Network Data.IntPrjfolder\Main Grid.ElmNet\Bus161.ElmTerm\Cub_3.StaCubic | Network Model.IntPrjfolder\Network Data.IntPrjfolder\Main Grid.ElmNet\Bus161.ElmTerm | Network Model.IntPrjfolder\Network Data.IntPrjfolder\Main Grid.ElmNet\Bus161.ElmTerm | Network Model.IntPrjfolder\Network Data.IntPrjfolder\Main Grid.ElmNet\Line69.ElmLne | 0 | 3 | 0 | 1 | 2 | abc
Cub_1 | Network Model.IntPrjfolder\Network Data.IntPrjfolder\Main Grid.ElmNet\Bus160.ElmTerm\Cub_1.StaCubic | Network Model.IntPrjfolder\Network Data.IntPrjfolder\Main Grid.ElmNet\Bus160.ElmTerm | Network Model.IntPrjfolder\Network Data.IntPrjfolder\Main Grid.ElmNet\Bus160.ElmTerm | Network Model.IntPrjfolder\Network Data.IntPrjfolder\Main Grid.ElmNet\0006.ElmTr2 | 1 | 3 | 0 | 1 | 2 | abc
Cub_2 | Network Model.IntPrjfolder\Network Data.IntPrjfolder\Main Grid.ElmNet\Bus160.ElmTerm\Cub_2.StaCubic | Network Model.IntPrjfolder\Network Data.IntPrjfolder\Main Grid.ElmNet\Bus160.ElmTerm | Network Model.IntPrjfolder\Network Data.IntPrjfolder\Main Grid.ElmNet\Bus160.ElmTerm | Network Model.IntPrjfolder\Network Data.IntPrjfolder\Main Grid.ElmNet\ND0006.ElmLod | 0 | 3 | 0 | 1 | 2 | abc
Cub_1 | Network Model.IntPrjfolder\Network Data.IntPrjfolder\Main Grid.ElmNet\Bus163.ElmTerm\Cub_1.StaCubic | Network Model.IntPrjfolder\Network Data.IntPrjfolder\Main Grid.ElmNet\Bus163.ElmTerm | Network Model.IntPrjfolder\Network Data.IntPrjfolder\Main Grid.ElmNet\Bus163.ElmTerm | Network Model.IntPrjfolder\Network Data.IntPrjfolder\Main Grid.ElmNet\Line69.ElmLne | 1 | 3 | 0 | 1 | 2 | abc
Cub_2 | Network Model.IntPrjfolder\Network Data.IntPrjfolder\Main Grid.ElmNet\Bus163.ElmTerm\Cub_2.StaCubic | Network Model.IntPrjfolder\Network Data.IntPrjfolder\Main Grid.ElmNet\Bus163.ElmTerm | Network Model.IntPrjfolder\Network Data.IntPrjfolder\Main Grid.ElmNet\Bus163.ElmTerm | Network Model.IntPrjfolder\Network Data.IntPrjfolder\Main Grid.ElmNet\Line70.ElmLne | 0 | 3 | 0 | 1 | 2 | abc
Cub_3 | Network Model.IntPrjfolder\Network Data.IntPrjfolder\Main Grid.ElmNet\Bus163.ElmTerm\Cub_3.StaCubic | Network Model.IntPrjfolder\Network Data.IntPrjfolder\Main Grid.ElmNet\Bus163.ElmTerm | Network Model.IntPrjfolder\Network Data.IntPrjfolder\Main Grid.ElmNet\Bus163.ElmTerm | Network Model.IntPrjfolder\Network Data.IntPrjfolder\Main Grid.ElmNet\Line215.ElmLne | 0 | 3 | 0 | 1 | 2 | abc
Cub_4 | Network Model.IntPrjfolder\Network Data.IntPrjfolder\Main Grid.ElmNet\Bus163.ElmTerm\Cub_4.StaCubic | Network Model.IntPrjfolder\Network Data.IntPrjfolder\Main Grid.ElmNet\Bus163.ElmTerm | Network Model.IntPrjfolder\Network Data.IntPrjfolder\Main Grid.ElmNet\Bus163.ElmTerm | Network Model.IntPrjfolder\Network Data.IntPrjfolder\Main Grid.ElmNet\Line73.ElmLne | 1 | 3 | 0 | 1 | 2 | abc
Cub_1 | Network Model.IntPrjfolder\Network Data.IntPrjfolder\Main Grid.ElmNet\Bus165.ElmTerm\Cub_1.StaCubic | Network Model.IntPrjfolder\Network Data.IntPrjfolder\Main Grid.ElmNet\Bus165.ElmTerm | Network Model.IntPrjfolder\Network Data.IntPrjfolder\Main Grid.ElmNet\Bus165.ElmTerm | Network Model.IntPrjfolder\Network Data.IntPrjfolder\Main Grid.ElmNet\0007.ElmTr2 | 0 | 3 | 0 | 1 | 2 | abc
Cub_2 | Network Model.IntPrjfolder\Network Data.IntPrjfolder\Main Grid.ElmNet\Bus165.ElmTerm\Cub_2.StaCubic | Network Model.IntPrjfolder\Network Data.IntPrjfolder\Main Grid.ElmNet\Bus165.ElmTerm | Network Model.IntPrjfolder\Network Data.IntPrjfolder\Main Grid.ElmNet\Bus165.ElmTerm | Network Model.IntPrjfolder\Network Data.IntPrjfolder\Main Grid.ElmNet\Line70.ElmLne | 1 | 3 | 0 | 1 | 2 | abc
Cub_3 | Network Model.IntPrjfolder\Network Data.IntPrjfolder\Main Grid.ElmNet\Bus165.ElmTerm\Cub_3.StaCubic | Network Model.IntPrjfolder\Network Data.IntPrjfolder\Main Grid.ElmNet\Bus165.ElmTerm | Network Model.IntPrjfolder\Network Data.IntPrjfolder\Main Grid.ElmNet\Bus165.ElmTerm | Network Model.IntPrjfolder\Network Data.IntPrjfolder\Main Grid.ElmNet\Line71.ElmLne | 1 | 3 | 0 | 1 | 2 | abc
Cub_1 | Network Model.IntPrjfolder\Network Data.IntPrjfolder\Main Grid.ElmNet\Bus167.ElmTerm\Cub_1.StaCubic | Network Model.IntPrjfolder\Network Data.IntPrjfolder\Main Grid.ElmNet\Bus167.ElmTerm | Network Model.IntPrjfolder\Network Data.IntPrjfolder\Main Grid.ElmNet\Bus167.ElmTerm | Network Model.IntPrjfolder\Network Data.IntPrjfolder\Main Grid.ElmNet\Line72.ElmLne | 1 | 3 | 0 | 1 | 2 | abc
Cub_2 | Network Model.IntPrjfolder\Network Data.IntPrjfolder\Main Grid.ElmNet\Bus167.ElmTerm\Cub_2.StaCubic | Network Model.IntPrjfolder\Network Data.IntPrjfolder\Main Grid.ElmNet\Bus167.ElmTerm | Network Model.IntPrjfolder\Network Data.IntPrjfolder\Main Grid.ElmNet\Bus167.ElmTerm | Network Model.IntPrjfolder\Network Data.IntPrjfolder\Main Grid.ElmNet\0085.ElmTr2 | 0 | 3 | 0 | 1 | 2 | abc
Cub_3 | Network Model.IntPrjfolder\Network Data.IntPrjfolder\Main Grid.ElmNet\Bus167.ElmTerm\Cub_3.StaCubic | Network Model.IntPrjfolder\Network Data.IntPrjfolder\Main Grid.ElmNet\Bus167.ElmTerm | Network Model.IntPrjfolder\Network Data.IntPrjfolder\Main Grid.ElmNet\Bus167.ElmTerm | Network Model.IntPrjfolder\Network Data.IntPrjfolder\Main Grid.ElmNet\Line71.ElmLne | 0 | 3 | 0 | 1 | 2 | abc
Cub_1 | Network Model.IntPrjfolder\Network Data.IntPrjfolder\Main Grid.ElmNet\Bus164.ElmTerm\Cub_1.StaCubic | Network Model.IntPrjfolder\Network Data.IntPrjfolder\Main Grid.ElmNet\Bus164.ElmTerm | Network Model.IntPrjfolder\Network Data.IntPrjfolder\Main Grid.ElmNet\Bus164.ElmTerm | Network Model.IntPrjfolder\Network Data.IntPrjfolder\Main Grid.ElmNet\0007.ElmTr2 | 1 | 3 | 0 | 1 | 2 | abc
Cub_2 | Network Model.IntPrjfolder\Network Data.IntPrjfolder\Main Grid.ElmNet\Bus164.ElmTerm\Cub_2.StaCubic | Network Model.IntPrjfolder\Network Data.IntPrjfolder\Main Grid.ElmNet\Bus164.ElmTerm | Network Model.IntPrjfolder\Network Data.IntPrjfolder\Main Grid.ElmNet\Bus164.ElmTerm | Network Model.IntPrjfolder\Network Data.IntPrjfolder\Main Grid.ElmNet\ND0007.ElmLod | 0 | 3 | 0 | 1 | 2 | abc
Cub_1 | Network Model.IntPrjfolder\Network Data.IntPrjfolder\Main Grid.ElmNet\Bus166.ElmTerm\Cub_1.StaCubic | Network Model.IntPrjfolder\Network Data.IntPrjfolder\Main Grid.ElmNet\Bus166.ElmTerm | Network Model.IntPrjfolder\Network Data.IntPrjfolder\Main Grid.ElmNet\Bus166.ElmTerm | Network Model.IntPrjfolder\Network Data.IntPrjfolder\Main Grid.ElmNet\0085.ElmTr2 | 1 | 3 | 0 | 1 | 2 | abc
Cub_2 | Network Model.IntPrjfolder\Network Data.IntPrjfolder\Main Grid.ElmNet\Bus166.ElmTerm\Cub_2.StaCubic | Network Model.IntPrjfolder\Network Data.IntPrjfolder\Main Grid.ElmNet\Bus166.ElmTerm | Network Model.IntPrjfolder\Network Data.IntPrjfolder\Main Grid.ElmNet\Bus166.ElmTerm | Network Model.IntPrjfolder\Network Data.IntPrjfolder\Main Grid.ElmNet\ND0085.ElmLod | 0 | 3 | 0 | 1 | 2 | abc
Cub_1 | Network Model.IntPrjfolder\Network Data.IntPrjfolder\Main Grid.ElmNet\Bus169.ElmTerm\Cub_1.StaCubic | Network Model.IntPrjfolder\Network Data.IntPrjfolder\Main Grid.ElmNet\Bus169.ElmTerm | Network Model.IntPrjfolder\Network Data.IntPrjfolder\Main Grid.ElmNet\Bus169.ElmTerm | Network Model.IntPrjfolder\Network Data.IntPrjfolder\Main Grid.ElmNet\Line72.ElmLne | 0 | 3 | 0 | 1 | 2 | abc
Cub_2 | Network Model.IntPrjfolder\Network Data.IntPrjfolder\Main Grid.ElmNet\Bus169.ElmTerm\Cub_2.StaCubic | Network Model.IntPrjfolder\Network Data.IntPrjfolder\Main Grid.ElmNet\Bus169.ElmTerm | Network Model.IntPrjfolder\Network Data.IntPrjfolder\Main Grid.ElmNet\Bus169.ElmTerm | Network Model.IntPrjfolder\Network Data.IntPrjfolder\Main Grid.ElmNet\0008.ElmTr2 | 0 | 3 | 0 | 1 | 2 | abc
Cub_1 | Network Model.IntPrjfolder\Network Data.IntPrjfolder\Main Grid.ElmNet\Bus168.ElmTerm\Cub_1.StaCubic | Network Model.IntPrjfolder\Network Data.IntPrjfolder\Main Grid.ElmNet\Bus168.ElmTerm | Network Model.IntPrjfolder\Network Data.IntPrjfolder\Main Grid.ElmNet\Bus168.ElmTerm | Network Model.IntPrjfolder\Network Data.IntPrjfolder\Main Grid.ElmNet\0008.ElmTr2 | 1 | 3 | 0 | 1 | 2 | abc
Cub_2 | Network Model.IntPrjfolder\Network Data.IntPrjfolder\Main Grid.ElmNet\Bus168.ElmTerm\Cub_2.StaCubic | Network Model.IntPrjfolder\Network Data.IntPrjfolder\Main Grid.ElmNet\Bus168.ElmTerm | Network Model.IntPrjfolder\Network Data.IntPrjfolder\Main Grid.ElmNet\Bus168.ElmTerm | Network Model.IntPrjfolder\Network Data.IntPrjfolder\Main Grid.ElmNet\ND0008.ElmLod | 0 | 3 | 0 | 1 | 2 | abc
Cub_1 | Network Model.IntPrjfolder\Network Data.IntPrjfolder\Main Grid.ElmNet\Terminal(31).ElmTerm\Cub_1.StaCubic | Network Model.IntPrjfolder\Network Data.IntPrjfolder\Main Grid.ElmNet\Terminal(31).ElmTerm | Network Model.IntPrjfolder\Network Data.IntPrjfolder\Main Grid.ElmNet\Terminal(31).ElmTerm | Network Model.IntPrjfolder\Network Data.IntPrjfolder\Main Grid.ElmNet\Line215.ElmLne | 1 | 3 | 0 | 1 | 2 | abc
Cub_2 | Network Model.IntPrjfolder\Network Data.IntPrjfolder\Main Grid.ElmNet\Terminal(31).ElmTerm\Cub_2.StaCubic | Network Model.IntPrjfolder\Network Data.IntPrjfolder\Main Grid.ElmNet\Terminal(31).ElmTerm | Network Model.IntPrjfolder\Network Data.IntPrjfolder\Main Grid.ElmNet\Terminal(31).ElmTerm | Network Model.IntPrjfolder\Network Data.IntPrjfolder\Main Grid.ElmNet\Line217.ElmLne | 0 | 3 | 0 | 1 | 2 | abc
Cub_3 | Network Model.IntPrjfolder\Network Data.IntPrjfolder\Main Grid.ElmNet\Terminal(31).ElmTerm\Cub_3.StaCubic | Network Model.IntPrjfolder\Network Data.IntPrjfolder\Main Grid.ElmNet\Terminal(31).ElmTerm | Network Model.IntPrjfolder\Network Data.IntPrjfolder\Main Grid.ElmNet\Terminal(31).ElmTerm | Network Model.IntPrjfolder\Network Data.IntPrjfolder\Main Grid.ElmNet\0009.ElmTr2 | 0 | 3 | 0 | 1 | 2 | abc
Cub_1 | Network Model.IntPrjfolder\Network Data.IntPrjfolder\Main Grid.ElmNet\Terminal(32).ElmTerm\Cub_1.StaCubic | Network Model.IntPrjfolder\Network Data.IntPrjfolder\Main Grid.ElmNet\Terminal(32).ElmTerm | Network Model.IntPrjfolder\Network Data.IntPrjfolder\Main Grid.ElmNet\Terminal(32).ElmTerm | Network Model.IntPrjfolder\Network Data.IntPrjfolder\Main Grid.ElmNet\Line217.ElmLne | 1 | 3 | 0 | 1 | 2 | abc
Cub_2 | Network Model.IntPrjfolder\Network Data.IntPrjfolder\Main Grid.ElmNet\Terminal(32).ElmTerm\Cub_2.StaCubic | Network Model.IntPrjfolder\Network Data.IntPrjfolder\Main Grid.ElmNet\Terminal(32).ElmTerm | Network Model.IntPrjfolder\Network Data.IntPrjfolder\Main Grid.ElmNet\Terminal(32).ElmTerm | Network Model.IntPrjfolder\Network Data.IntPrjfolder\Main Grid.ElmNet\0010.ElmTr2 | 0 | 3 | 0 | 1 | 2 | abc
Cub_1 | Network Model.IntPrjfolder\Network Data.IntPrjfolder\Main Grid.ElmNet\Bus333.ElmTerm\Cub_1.StaCubic | Network Model.IntPrjfolder\Network Data.IntPrjfolder\Main Grid.ElmNet\Bus333.ElmTerm | Network Model.IntPrjfolder\Network Data.IntPrjfolder\Main Grid.ElmNet\Bus333.ElmTerm | Network Model.IntPrjfolder\Network Data.IntPrjfolder\Main Grid.ElmNet\0010.ElmTr2 | 1 | 3 | 0 | 1 | 2 | abc
Cub_2 | Network Model.IntPrjfolder\Network Data.IntPrjfolder\Main Grid.ElmNet\Bus333.ElmTerm\Cub_2.StaCubic | Network Model.IntPrjfolder\Network Data.IntPrjfolder\Main Grid.ElmNet\Bus333.ElmTerm | Network Model.IntPrjfolder\Network Data.IntPrjfolder\Main Grid.ElmNet\Bus333.ElmTerm | Network Model.IntPrjfolder\Network Data.IntPrjfolder\Main Grid.ElmNet\ND0010.ElmLod | 0 | 3 | 0 | 1 | 2 | abc
Cub_1 | Network Model.IntPrjfolder\Network Data.IntPrjfolder\Main Grid.ElmNet\Bus162.ElmTerm\Cub_1.StaCubic | Network Model.IntPrjfolder\Network Data.IntPrjfolder\Main Grid.ElmNet\Bus162.ElmTerm | Network Model.IntPrjfolder\Network Data.IntPrjfolder\Main Grid.ElmNet\Bus162.ElmTerm | Network Model.IntPrjfolder\Network Data.IntPrjfolder\Main Grid.ElmNet\0009.ElmTr2 | 1 | 3 | 0 | 1 | 2 | abc
Cub_2 | Network Model.IntPrjfolder\Network Data.IntPrjfolder\Main Grid.ElmNet\Bus162.ElmTerm\Cub_2.StaCubic | Network Model.IntPrjfolder\Network Data.IntPrjfolder\Main Grid.ElmNet\Bus162.ElmTerm | Network Model.IntPrjfolder\Network Data.IntPrjfolder\Main Grid.ElmNet\Bus162.ElmTerm | Network Model.IntPrjfolder\Network Data.IntPrjfolder\Main Grid.ElmNet\ND0009.ElmLod | 0 | 3 | 0 | 1 | 2 | abc
Cub_1 | Network Model.IntPrjfolder\Network Data.IntPrjfolder\Main Grid.ElmNet\Terminal(33).ElmTerm\Cub_1.StaCubic | Network Model.IntPrjfolder\Network Data.IntPrjfolder\Main Grid.ElmNet\Terminal(33).ElmTerm | Network Model.IntPrjfolder\Network Data.IntPrjfolder\Main Grid.ElmNet\Terminal(33).ElmTerm | Network Model.IntPrjfolder\Network Data.IntPrjfolder\Main Grid.ElmNet\Line73.ElmLne | 0 | 3 | 0 | 1 | 2 | abc
Cub_2 | Network Model.IntPrjfolder\Network Data.IntPrjfolder\Main Grid.ElmNet\Terminal(33).ElmTerm\Cub_2.StaCubic | Network Model.IntPrjfolder\Network Data.IntPrjfolder\Main Grid.ElmNet\Terminal(33).ElmTerm | Network Model.IntPrjfolder\Network Data.IntPrjfolder\Main Grid.ElmNet\Terminal(33).ElmTerm | Network Model.IntPrjfolder\Network Data.IntPrjfolder\Main Grid.ElmNet\REC SUWARI.ElmCoup | 0 | 3 | 0 | 1 | 2 | abc
Cub_1 | Network Model.IntPrjfolder\Network Data.IntPrjfolder\Main Grid.ElmNet\Bus334.ElmTerm\Cub_1.StaCubic | Network Model.IntPrjfolder\Network Data.IntPrjfolder\Main Grid.ElmNet\Bus334.ElmTerm | Network Model.IntPrjfolder\Network Data.IntPrjfolder\Main Grid.ElmNet\Bus334.ElmTerm | Network Model.IntPrjfolder\Network Data.IntPrjfolder\Main Grid.ElmNet\REC SUWARI.ElmCoup | 1 | 3 | 0 | 1 | 2 | abc
Cub_2 | Network Model.IntPrjfolder\Network Data.IntPrjfolder\Main Grid.ElmNet\Bus334.ElmTerm\Cub_2.StaCubic | Network Model.IntPrjfolder\Network Data.IntPrjfolder\Main Grid.ElmNet\Bus334.ElmTerm | Network Model.IntPrjfolder\Network Data.IntPrjfolder\Main Grid.ElmNet\Bus334.ElmTerm | Network Model.IntPrjfolder\Network Data.IntPrjfolder\Main Grid.ElmNet\Line219.ElmLne | 0 | 3 | 0 | 1 | 2 | abc
Cub_1 | Network Model.IntPrjfolder\Network Data.IntPrjfolder\Main Grid.ElmNet\Bus171.ElmTerm\Cub_1.StaCubic | Network Model.IntPrjfolder\Network Data.IntPrjfolder\Main Grid.ElmNet\Bus171.ElmTerm | Network Model.IntPrjfolder\Network Data.IntPrjfolder\Main Grid.ElmNet\Bus171.ElmTerm | Network Model.IntPrjfolder\Network Data.IntPrjfolder\Main Grid.ElmNet\Line219.ElmLne | 1 | 3 | 0 | 1 | 2 | abc
Cub_2 | Network Model.IntPrjfolder\Network Data.IntPrjfolder\Main Grid.ElmNet\Bus171.ElmTerm\Cub_2.StaCubic | Network Model.IntPrjfolder\Network Data.IntPrjfolder\Main Grid.ElmNet\Bus171.ElmTerm | Network Model.IntPrjfolder\Network Data.IntPrjfolder\Main Grid.ElmNet\Bus171.ElmTerm | Network Model.IntPrjfolder\Network Data.IntPrjfolder\Main Grid.ElmNet\0011.ElmTr2 | 0 | 3 | 0 | 1 | 2 | abc
Cub_3 | Network Model.IntPrjfolder\Network Data.IntPrjfolder\Main Grid.ElmNet\Bus171.ElmTerm\Cub_3.StaCubic | Network Model.IntPrjfolder\Network Data.IntPrjfolder\Main Grid.ElmNet\Bus171.ElmTerm | Network Model.IntPrjfolder\Network Data.IntPrjfolder\Main Grid.ElmNet\Bus171.ElmTerm | Network Model.IntPrjfolder\Network Data.IntPrjfolder\Main Grid.ElmNet\Line74.ElmLne | 0 | 3 | 0 | 1 | 2 | abc
Cub_4 | Network Model.IntPrjfolder\Network Data.IntPrjfolder\Main Grid.ElmNet\Bus171.ElmTerm\Cub_4.StaCubic | Network Model.IntPrjfolder\Network Data.IntPrjfolder\Main Grid.ElmNet\Bus171.ElmTerm | Network Model.IntPrjfolder\Network Data.IntPrjfolder\Main Grid.ElmNet\Bus171.ElmTerm | Network Model.IntPrjfolder\Network Data.IntPrjfolder\Main Grid.ElmNet\Line75.ElmLne | 0 | 3 | 0 | 1 | 2 | abc
Cub_1 | Network Model.IntPrjfolder\Network Data.IntPrjfolder\Main Grid.ElmNet\Bus170.ElmTerm\Cub_1.StaCubic | Network Model.IntPrjfolder\Network Data.IntPrjfolder\Main Grid.ElmNet\Bus170.ElmTerm | Network Model.IntPrjfolder\Network Data.IntPrjfolder\Main Grid.ElmNet\Bus170.ElmTerm | Network Model.IntPrjfolder\Network Data.IntPrjfolder\Main Grid.ElmNet\0011.ElmTr2 | 1 | 3 | 0 | 1 | 2 | abc
Cub_2 | Network Model.IntPrjfolder\Network Data.IntPrjfolder\Main Grid.ElmNet\Bus170.ElmTerm\Cub_2.StaCubic | Network Model.IntPrjfolder\Network Data.IntPrjfolder\Main Grid.ElmNet\Bus170.ElmTerm | Network Model.IntPrjfolder\Network Data.IntPrjfolder\Main Grid.ElmNet\Bus170.ElmTerm | Network Model.IntPrjfolder\Network Data.IntPrjfolder\Main Grid.ElmNet\ND0011.ElmLod | 0 | 3 | 0 | 1 | 2 | abc
Cub_1 | Network Model.IntPrjfolder\Network Data.IntPrjfolder\Main Grid.ElmNet\Bus173.ElmTerm\Cub_1.StaCubic | Network Model.IntPrjfolder\Network Data.IntPrjfolder\Main Grid.ElmNet\Bus173.ElmTerm | Network Model.IntPrjfolder\Network Data.IntPrjfolder\Main Grid.ElmNet\Bus173.ElmTerm | Network Model.IntPrjfolder\Network Data.IntPrjfolder\Main Grid.ElmNet\Line74.ElmLne | 1 | 3 | 0 | 1 | 2 | abc
Cub_2 | Network Model.IntPrjfolder\Network Data.IntPrjfolder\Main Grid.ElmNet\Bus173.ElmTerm\Cub_2.StaCubic | Network Model.IntPrjfolder\Network Data.IntPrjfolder\Main Grid.ElmNet\Bus173.ElmTerm | Network Model.IntPrjfolder\Network Data.IntPrjfolder\Main Grid.ElmNet\Bus173.ElmTerm | Network Model.IntPrjfolder\Network Data.IntPrjfolder\Main Grid.ElmNet\0012.ElmTr2 | 0 | 3 | 0 | 1 | 2 | abc
Cub_1 | Network Model.IntPrjfolder\Network Data.IntPrjfolder\Main Grid.ElmNet\Terminal(34).ElmTerm\Cub_1.StaCubic | Network Model.IntPrjfolder\Network Data.IntPrjfolder\Main Grid.ElmNet\Terminal(34).ElmTerm | Network Model.IntPrjfolder\Network Data.IntPrjfolder\Main Grid.ElmNet\Terminal(34).ElmTerm | Network Model.IntPrjfolder\Network Data.IntPrjfolder\Main Grid.ElmNet\0012.ElmTr2 | 1 | 3 | 0 | 1 | 2 | abc
Cub_2 | Network Model.IntPrjfolder\Network Data.IntPrjfolder\Main Grid.ElmNet\Terminal(34).ElmTerm\Cub_2.StaCubic | Network Model.IntPrjfolder\Network Data.IntPrjfolder\Main Grid.ElmNet\Terminal(34).ElmTerm | Network Model.IntPrjfolder\Network Data.IntPrjfolder\Main Grid.ElmNet\Terminal(34).ElmTerm | Network Model.IntPrjfolder\Network Data.IntPrjfolder\Main Grid.ElmNet\ND0012.ElmLod | 0 | 3 | 0 | 1 | 2 | abc
Cub_1 | Network Model.IntPrjfolder\Network Data.IntPrjfolder\Main Grid.ElmNet\Bus175.ElmTerm\Cub_1.StaCubic | Network Model.IntPrjfolder\Network Data.IntPrjfolder\Main Grid.ElmNet\Bus175.ElmTerm | Network Model.IntPrjfolder\Network Data.IntPrjfolder\Main Grid.ElmNet\Bus175.ElmTerm | Network Model.IntPrjfolder\Network Data.IntPrjfolder\Main Grid.ElmNet\Line75.ElmLne | 1 | 3 | 0 | 1 | 2 | abc
Cub_2 | Network Model.IntPrjfolder\Network Data.IntPrjfolder\Main Grid.ElmNet\Bus175.ElmTerm\Cub_2.StaCubic | Network Model.IntPrjfolder\Network Data.IntPrjfolder\Main Grid.ElmNet\Bus175.ElmTerm | Network Model.IntPrjfolder\Network Data.IntPrjfolder\Main Grid.ElmNet\Bus175.ElmTerm | Network Model.IntPrjfolder\Network Data.IntPrjfolder\Main Grid.ElmNet\0013.ElmTr2 | 0 | 3 | 0 | 1 | 2 | abc
Cub_3 | Network Model.IntPrjfolder\Network Data.IntPrjfolder\Main Grid.ElmNet\Bus175.ElmTerm\Cub_3.StaCubic | Network Model.IntPrjfolder\Network Data.IntPrjfolder\Main Grid.ElmNet\Bus175.ElmTerm | Network Model.IntPrjfolder\Network Data.IntPrjfolder\Main Grid.ElmNet\Bus175.ElmTerm | Network Model.IntPrjfolder\Network Data.IntPrjfolder\Main Grid.ElmNet\Line76.ElmLne | 0 | 3 | 0 | 1 | 2 | abc
Cub_1 | Network Model.IntPrjfolder\Network Data.IntPrjfolder\Main Grid.ElmNet\Bus174.ElmTerm\Cub_1.StaCubic | Network Model.IntPrjfolder\Network Data.IntPrjfolder\Main Grid.ElmNet\Bus174.ElmTerm | Network Model.IntPrjfolder\Network Data.IntPrjfolder\Main Grid.ElmNet\Bus174.ElmTerm | Network Model.IntPrjfolder\Network Data.IntPrjfolder\Main Grid.ElmNet\0013.ElmTr2 | 1 | 3 | 0 | 1 | 2 | abc
Cub_2 | Network Model.IntPrjfolder\Network Data.IntPrjfolder\Main Grid.ElmNet\Bus174.ElmTerm\Cub_2.StaCubic | Network Model.IntPrjfolder\Network Data.IntPrjfolder\Main Grid.ElmNet\Bus174.ElmTerm | Network Model.IntPrjfolder\Network Data.IntPrjfolder\Main Grid.ElmNet\Bus174.ElmTerm | Network Model.IntPrjfolder\Network Data.IntPrjfolder\Main Grid.ElmNet\ND0013.ElmLod | 0 | 3 | 0 | 1 | 2 | abc
Cub_1 | Network Model.IntPrjfolder\Network Data.IntPrjfolder\Main Grid.ElmNet\Bus177.ElmTerm\Cub_1.StaCubic | Network Model.IntPrjfolder\Network Data.IntPrjfolder\Main Grid.ElmNet\Bus177.ElmTerm | Network Model.IntPrjfolder\Network Data.IntPrjfolder\Main Grid.ElmNet\Bus177.ElmTerm | Network Model.IntPrjfolder\Network Data.IntPrjfolder\Main Grid.ElmNet\Line76.ElmLne | 1 | 3 | 0 | 1 | 2 | abc
Cub_2 | Network Model.IntPrjfolder\Network Data.IntPrjfolder\Main Grid.ElmNet\Bus177.ElmTerm\Cub_2.StaCubic | Network Model.IntPrjfolder\Network Data.IntPrjfolder\Main Grid.ElmNet\Bus177.ElmTerm | Network Model.IntPrjfolder\Network Data.IntPrjfolder\Main Grid.ElmNet\Bus177.ElmTerm | Network Model.IntPrjfolder\Network Data.IntPrjfolder\Main Grid.ElmNet\Line221.ElmLne | 0 | 3 | 0 | 1 | 2 | abc
Cub_3 | Network Model.IntPrjfolder\Network Data.IntPrjfolder\Main Grid.ElmNet\Bus177.ElmTerm\Cub_3.StaCubic | Network Model.IntPrjfolder\Network Data.IntPrjfolder\Main Grid.ElmNet\Bus177.ElmTerm | Network Model.IntPrjfolder\Network Data.IntPrjfolder\Main Grid.ElmNet\Bus177.ElmTerm | Network Model.IntPrjfolder\Network Data.IntPrjfolder\Main Grid.ElmNet\Line77.ElmLne | 0 | 3 | 0 | 1 | 2 | abc
Cub_1 | Network Model.IntPrjfolder\Network Data.IntPrjfolder\Main Grid.ElmNet\Bus335.ElmTerm\Cub_1.StaCubic | Network Model.IntPrjfolder\Network Data.IntPrjfolder\Main Grid.ElmNet\Bus335.ElmTerm | Network Model.IntPrjfolder\Network Data.IntPrjfolder\Main Grid.ElmNet\Bus335.ElmTerm | Network Model.IntPrjfolder\Network Data.IntPrjfolder\Main Grid.ElmNet\Line221.ElmLne | 1 | 3 | 0 | 1 | 2 | abc
Cub_2 | Network Model.IntPrjfolder\Network Data.IntPrjfolder\Main Grid.ElmNet\Bus335.ElmTerm\Cub_2.StaCubic | Network Model.IntPrjfolder\Network Data.IntPrjfolder\Main Grid.ElmNet\Bus335.ElmTerm | Network Model.IntPrjfolder\Network Data.IntPrjfolder\Main Grid.ElmNet\Bus335.ElmTerm | Network Model.IntPrjfolder\Network Data.IntPrjfolder\Main Grid.ElmNet\0102.ElmTr2 | 0 | 3 | 0 | 1 | 2 | abc
Cub_1 | Network Model.IntPrjfolder\Network Data.IntPrjfolder\Main Grid.ElmNet\Bus176.ElmTerm\Cub_1.StaCubic | Network Model.IntPrjfolder\Network Data.IntPrjfolder\Main Grid.ElmNet\Bus176.ElmTerm | Network Model.IntPrjfolder\Network Data.IntPrjfolder\Main Grid.ElmNet\Bus176.ElmTerm | Network Model.IntPrjfolder\Network Data.IntPrjfolder\Main Grid.ElmNet\0102.ElmTr2 | 1 | 3 | 0 | 1 | 2 | abc
Cub_2 | Network Model.IntPrjfolder\Network Data.IntPrjfolder\Main Grid.ElmNet\Bus176.ElmTerm\Cub_2.StaCubic | Network Model.IntPrjfolder\Network Data.IntPrjfolder\Main Grid.ElmNet\Bus176.ElmTerm | Network Model.IntPrjfolder\Network Data.IntPrjfolder\Main Grid.ElmNet\Bus176.ElmTerm | Network Model.IntPrjfolder\Network Data.IntPrjfolder\Main Grid.ElmNet\ND0102.ElmLod | 0 | 3 | 0 | 1 | 2 | abc
Cub_1 | Network Model.IntPrjfolder\Network Data.IntPrjfolder\Main Grid.ElmNet\Terminal(35).ElmTerm\Cub_1.StaCubic | Network Model.IntPrjfolder\Network Data.IntPrjfolder\Main Grid.ElmNet\Terminal(35).ElmTerm | Network Model.IntPrjfolder\Network Data.IntPrjfolder\Main Grid.ElmNet\Terminal(35).ElmTerm | Network Model.IntPrjfolder\Network Data.IntPrjfolder\Main Grid.ElmNet\Line77.ElmLne | 1 | 3 | 0 | 1 | 2 | abc
Cub_2 | Network Model.IntPrjfolder\Network Data.IntPrjfolder\Main Grid.ElmNet\Terminal(35).ElmTerm\Cub_2.StaCubic | Network Model.IntPrjfolder\Network Data.IntPrjfolder\Main Grid.ElmNet\Terminal(35).ElmTerm | Network Model.IntPrjfolder\Network Data.IntPrjfolder\Main Grid.ElmNet\Terminal(35).ElmTerm | Network Model.IntPrjfolder\Network Data.IntPrjfolder\Main Grid.ElmNet\LBSM BANGSAL.ElmCoup | 1 | 3 | 0 | 1 | 2 | abc
Cub_1 | Network Model.IntPrjfolder\Network Data.IntPrjfolder\Main Grid.ElmNet\Bus336.ElmTerm\Cub_1.StaCubic | Network Model.IntPrjfolder\Network Data.IntPrjfolder\Main Grid.ElmNet\Bus336.ElmTerm | Network Model.IntPrjfolder\Network Data.IntPrjfolder\Main Grid.ElmNet\Bus336.ElmTerm | Network Model.IntPrjfolder\Network Data.IntPrjfolder\Main Grid.ElmNet\LBSM BANGSAL.ElmCoup | 0 | 3 | 0 | 1 | 2 | abc
Cub_2 | Network Model.IntPrjfolder\Network Data.IntPrjfolder\Main Grid.ElmNet\Bus336.ElmTerm\Cub_2.StaCubic | Network Model.IntPrjfolder\Network Data.IntPrjfolder\Main Grid.ElmNet\Bus336.ElmTerm | Network Model.IntPrjfolder\Network Data.IntPrjfolder\Main Grid.ElmNet\Bus336.ElmTerm | Network Model.IntPrjfolder\Network Data.IntPrjfolder\Main Grid.ElmNet\Line223.ElmLne | 0 | 3 | 0 | 1 | 2 | abc
Cub_1 | Network Model.IntPrjfolder\Network Data.IntPrjfolder\Main Grid.ElmNet\Bus179.ElmTerm\Cub_1.StaCubic | Network Model.IntPrjfolder\Network Data.IntPrjfolder\Main Grid.ElmNet\Bus179.ElmTerm | Network Model.IntPrjfolder\Network Data.IntPrjfolder\Main Grid.ElmNet\Bus179.ElmTerm | Network Model.IntPrjfolder\Network Data.IntPrjfolder\Main Grid.ElmNet\Line223.ElmLne | 1 | 3 | 0 | 1 | 2 | abc
Cub_2 | Network Model.IntPrjfolder\Network Data.IntPrjfolder\Main Grid.ElmNet\Bus179.ElmTerm\Cub_2.StaCubic | Network Model.IntPrjfolder\Network Data.IntPrjfolder\Main Grid.ElmNet\Bus179.ElmTerm | Network Model.IntPrjfolder\Network Data.IntPrjfolder\Main Grid.ElmNet\Bus179.ElmTerm | Network Model.IntPrjfolder\Network Data.IntPrjfolder\Main Grid.ElmNet\0070.ElmTr2 | 0 | 3 | 0 | 1 | 2 | abc
Cub_3 | Network Model.IntPrjfolder\Network Data.IntPrjfolder\Main Grid.ElmNet\Bus179.ElmTerm\Cub_3.StaCubic | Network Model.IntPrjfolder\Network Data.IntPrjfolder\Main Grid.ElmNet\Bus179.ElmTerm | Network Model.IntPrjfolder\Network Data.IntPrjfolder\Main Grid.ElmNet\Bus179.ElmTerm | Network Model.IntPrjfolder\Network Data.IntPrjfolder\Main Grid.ElmNet\Line78.ElmLne | 1 | 3 | 0 | 1 | 2 | abc
Cub_1 | Network Model.IntPrjfolder\Network Data.IntPrjfolder\Main Grid.ElmNet\Bus178.ElmTerm\Cub_1.StaCubic | Network Model.IntPrjfolder\Network Data.IntPrjfolder\Main Grid.ElmNet\Bus178.ElmTerm | Network Model.IntPrjfolder\Network Data.IntPrjfolder\Main Grid.ElmNet\Bus178.ElmTerm | Network Model.IntPrjfolder\Network Data.IntPrjfolder\Main Grid.ElmNet\0070.ElmTr2 | 1 | 3 | 0 | 1 | 2 | abc
Cub_2 | Network Model.IntPrjfolder\Network Data.IntPrjfolder\Main Grid.ElmNet\Bus178.ElmTerm\Cub_2.StaCubic | Network Model.IntPrjfolder\Network Data.IntPrjfolder\Main Grid.ElmNet\Bus178.ElmTerm | Network Model.IntPrjfolder\Network Data.IntPrjfolder\Main Grid.ElmNet\Bus178.ElmTerm | Network Model.IntPrjfolder\Network Data.IntPrjfolder\Main Grid.ElmNet\ND0070.ElmLod | 0 | 3 | 0 | 1 | 2 | abc
Cub_1 | Network Model.IntPrjfolder\Network Data.IntPrjfolder\Main Grid.ElmNet\Bus181.ElmTerm\Cub_1.StaCubic | Network Model.IntPrjfolder\Network Data.IntPrjfolder\Main Grid.ElmNet\Bus181.ElmTerm | Network Model.IntPrjfolder\Network Data.IntPrjfolder\Main Grid.ElmNet\Bus181.ElmTerm | Network Model.IntPrjfolder\Network Data.IntPrjfolder\Main Grid.ElmNet\Line78.ElmLne | 0 | 3 | 0 | 1 | 2 | abc
Cub_2 | Network Model.IntPrjfolder\Network Data.IntPrjfolder\Main Grid.ElmNet\Bus181.ElmTerm\Cub_2.StaCubic | Network Model.IntPrjfolder\Network Data.IntPrjfolder\Main Grid.ElmNet\Bus181.ElmTerm | Network Model.IntPrjfolder\Network Data.IntPrjfolder\Main Grid.ElmNet\Bus181.ElmTerm | Network Model.IntPrjfolder\Network Data.IntPrjfolder\Main Grid.ElmNet\0071.ElmTr2 | 0 | 3 | 0 | 1 | 2 | abc
Cub_3 | Network Model.IntPrjfolder\Network Data.IntPrjfolder\Main Grid.ElmNet\Bus181.ElmTerm\Cub_3.StaCubic | Network Model.IntPrjfolder\Network Data.IntPrjfolder\Main Grid.ElmNet\Bus181.ElmTerm | Network Model.IntPrjfolder\Network Data.IntPrjfolder\Main Grid.ElmNet\Bus181.ElmTerm | Network Model.IntPrjfolder\Network Data.IntPrjfolder\Main Grid.ElmNet\Line225.ElmLne | 0 | 3 | 0 | 1 | 2 | abc
Cub_1 | Network Model.IntPrjfolder\Network Data.IntPrjfolder\Main Grid.ElmNet\Bus180.ElmTerm\Cub_1.StaCubic | Network Model.IntPrjfolder\Network Data.IntPrjfolder\Main Grid.ElmNet\Bus180.ElmTerm | Network Model.IntPrjfolder\Network Data.IntPrjfolder\Main Grid.ElmNet\Bus180.ElmTerm | Network Model.IntPrjfolder\Network Data.IntPrjfolder\Main Grid.ElmNet\0071.ElmTr2 | 1 | 3 | 0 | 1 | 2 | abc
Cub_2 | Network Model.IntPrjfolder\Network Data.IntPrjfolder\Main Grid.ElmNet\Bus180.ElmTerm\Cub_2.StaCubic | Network Model.IntPrjfolder\Network Data.IntPrjfolder\Main Grid.ElmNet\Bus180.ElmTerm | Network Model.IntPrjfolder\Network Data.IntPrjfolder\Main Grid.ElmNet\Bus180.ElmTerm | Network Model.IntPrjfolder\Network Data.IntPrjfolder\Main Grid.ElmNet\ND0071.ElmLod | 0 | 3 | 0 | 1 | 2 | abc
Cub_1 | Network Model.IntPrjfolder\Network Data.IntPrjfolder\Main Grid.ElmNet\Terminal(36).ElmTerm\Cub_1.StaCubic | Network Model.IntPrjfolder\Network Data.IntPrjfolder\Main Grid.ElmNet\Terminal(36).ElmTerm | Network Model.IntPrjfolder\Network Data.IntPrjfolder\Main Grid.ElmNet\Terminal(36).ElmTerm | Network Model.IntPrjfolder\Network Data.IntPrjfolder\Main Grid.ElmNet\Line225.ElmLne | 1 | 3 | 0 | 1 | 2 | abc
Cub_2 | Network Model.IntPrjfolder\Network Data.IntPrjfolder\Main Grid.ElmNet\Terminal(36).ElmTerm\Cub_2.StaCubic | Network Model.IntPrjfolder\Network Data.IntPrjfolder\Main Grid.ElmNet\Terminal(36).ElmTerm | Network Model.IntPrjfolder\Network Data.IntPrjfolder\Main Grid.ElmNet\Terminal(36).ElmTerm | Network Model.IntPrjfolder\Network Data.IntPrjfolder\Main Grid.ElmNet\LBS TELUK JATI.ElmCoup | 1 | 3 | 0 | 1 | 2 | abc
Cub_1 | Network Model.IntPrjfolder\Network Data.IntPrjfolder\Main Grid.ElmNet\Bus337.ElmTerm\Cub_1.StaCubic | Network Model.IntPrjfolder\Network Data.IntPrjfolder\Main Grid.ElmNet\Bus337.ElmTerm | Network Model.IntPrjfolder\Network Data.IntPrjfolder\Main Grid.ElmNet\Bus337.ElmTerm | Network Model.IntPrjfolder\Network Data.IntPrjfolder\Main Grid.ElmNet\LBS TELUK JATI.ElmCoup | 0 | 3 | 0 | 1 | 2 | abc
Cub_2 | Network Model.IntPrjfolder\Network Data.IntPrjfolder\Main Grid.ElmNet\Bus337.ElmTerm\Cub_2.StaCubic | Network Model.IntPrjfolder\Network Data.IntPrjfolder\Main Grid.ElmNet\Bus337.ElmTerm | Network Model.IntPrjfolder\Network Data.IntPrjfolder\Main Grid.ElmNet\Bus337.ElmTerm | Network Model.IntPrjfolder\Network Data.IntPrjfolder\Main Grid.ElmNet\Line79.ElmLne | 0 | 3 | 0 | 1 | 2 | abc
Cub_1 | Network Model.IntPrjfolder\Network Data.IntPrjfolder\Main Grid.ElmNet\Bus183.ElmTerm\Cub_1.StaCubic | Network Model.IntPrjfolder\Network Data.IntPrjfolder\Main Grid.ElmNet\Bus183.ElmTerm | Network Model.IntPrjfolder\Network Data.IntPrjfolder\Main Grid.ElmNet\Bus183.ElmTerm | Network Model.IntPrjfolder\Network Data.IntPrjfolder\Main Grid.ElmNet\Line79.ElmLne | 1 | 3 | 0 | 1 | 2 | abc
Cub_2 | Network Model.IntPrjfolder\Network Data.IntPrjfolder\Main Grid.ElmNet\Bus183.ElmTerm\Cub_2.StaCubic | Network Model.IntPrjfolder\Network Data.IntPrjfolder\Main Grid.ElmNet\Bus183.ElmTerm | Network Model.IntPrjfolder\Network Data.IntPrjfolder\Main Grid.ElmNet\Bus183.ElmTerm | Network Model.IntPrjfolder\Network Data.IntPrjfolder\Main Grid.ElmNet\0072.ElmTr2 | 0 | 3 | 0 | 1 | 2 | abc
Cub_3 | Network Model.IntPrjfolder\Network Data.IntPrjfolder\Main Grid.ElmNet\Bus183.ElmTerm\Cub_3.StaCubic | Network Model.IntPrjfolder\Network Data.IntPrjfolder\Main Grid.ElmNet\Bus183.ElmTerm | Network Model.IntPrjfolder\Network Data.IntPrjfolder\Main Grid.ElmNet\Bus183.ElmTerm | Network Model.IntPrjfolder\Network Data.IntPrjfolder\Main Grid.ElmNet\Line227.ElmLne | 0 | 3 | 0 | 1 | 2 | abc
Cub_4 | Network Model.IntPrjfolder\Network Data.IntPrjfolder\Main Grid.ElmNet\Bus183.ElmTerm\Cub_4.StaCubic | Network Model.IntPrjfolder\Network Data.IntPrjfolder\Main Grid.ElmNet\Bus183.ElmTerm | Network Model.IntPrjfolder\Network Data.IntPrjfolder\Main Grid.ElmNet\Bus183.ElmTerm | Network Model.IntPrjfolder\Network Data.IntPrjfolder\Main Grid.ElmNet\Line57.ElmLne | 0 | 3 | 0 | 1 | 2 | abc
Cub_1 | Network Model.IntPrjfolder\Network Data.IntPrjfolder\Main Grid.ElmNet\Bus182.ElmTerm\Cub_1.StaCubic | Network Model.IntPrjfolder\Network Data.IntPrjfolder\Main Grid.ElmNet\Bus182.ElmTerm | Network Model.IntPrjfolder\Network Data.IntPrjfolder\Main Grid.ElmNet\Bus182.ElmTerm | Network Model.IntPrjfolder\Network Data.IntPrjfolder\Main Grid.ElmNet\0072.ElmTr2 | 1 | 3 | 0 | 1 | 2 | abc
Cub_2 | Network Model.IntPrjfolder\Network Data.IntPrjfolder\Main Grid.ElmNet\Bus182.ElmTerm\Cub_2.StaCubic | Network Model.IntPrjfolder\Network Data.IntPrjfolder\Main Grid.ElmNet\Bus182.ElmTerm | Network Model.IntPrjfolder\Network Data.IntPrjfolder\Main Grid.ElmNet\Bus182.ElmTerm | Network Model.IntPrjfolder\Network Data.IntPrjfolder\Main Grid.ElmNet\ND0072.ElmLod | 0 | 3 | 0 | 1 | 2 | abc
Cub_1 | Network Model.IntPrjfolder\Network Data.IntPrjfolder\Main Grid.ElmNet\Bus132.ElmTerm\Cub_1.StaCubic | Network Model.IntPrjfolder\Network Data.IntPrjfolder\Main Grid.ElmNet\Bus132.ElmTerm | Network Model.IntPrjfolder\Network Data.IntPrjfolder\Main Grid.ElmNet\Bus132.ElmTerm | Network Model.IntPrjfolder\Network Data.IntPrjfolder\Main Grid.ElmNet\Line227.ElmLne | 1 | 3 | 0 | 1 | 2 | abc
Cub_2 | Network Model.IntPrjfolder\Network Data.IntPrjfolder\Main Grid.ElmNet\Bus132.ElmTerm\Cub_2.StaCubic | Network Model.IntPrjfolder\Network Data.IntPrjfolder\Main Grid.ElmNet\Bus132.ElmTerm | Network Model.IntPrjfolder\Network Data.IntPrjfolder\Main Grid.ElmNet\Bus132.ElmTerm | Network Model.IntPrjfolder\Network Data.IntPrjfolder\Main Grid.ElmNet\Line55.ElmLne | 0 | 3 | 0 | 1 | 2 | abc
Cub_3 | Network Model.IntPrjfolder\Network Data.IntPrjfolder\Main Grid.ElmNet\Bus132.ElmTerm\Cub_3.StaCubic | Network Model.IntPrjfolder\Network Data.IntPrjfolder\Main Grid.ElmNet\Bus132.ElmTerm | Network Model.IntPrjfolder\Network Data.IntPrjfolder\Main Grid.ElmNet\Bus132.ElmTerm | Network Model.IntPrjfolder\Network Data.IntPrjfolder\Main Grid.ElmNet\0068.ElmTr2 | 0 | 3 | 0 | 1 | 2 | abc
Cub_1 | Network Model.IntPrjfolder\Network Data.IntPrjfolder\Main Grid.ElmNet\Bus338.ElmTerm\Cub_1.StaCubic | Network Model.IntPrjfolder\Network Data.IntPrjfolder\Main Grid.ElmNet\Bus338.ElmTerm | Network Model.IntPrjfolder\Network Data.IntPrjfolder\Main Grid.ElmNet\Bus338.ElmTerm | Network Model.IntPrjfolder\Network Data.IntPrjfolder\Main Grid.ElmNet\Line55.ElmLne | 1 | 3 | 0 | 1 | 2 | abc
Cub_2 | Network Model.IntPrjfolder\Network Data.IntPrjfolder\Main Grid.ElmNet\Bus338.ElmTerm\Cub_2.StaCubic | Network Model.IntPrjfolder\Network Data.IntPrjfolder\Main Grid.ElmNet\Bus338.ElmTerm | Network Model.IntPrjfolder\Network Data.IntPrjfolder\Main Grid.ElmNet\Bus338.ElmTerm | Network Model.IntPrjfolder\Network Data.IntPrjfolder\Main Grid.ElmNet\0069.ElmTr2 | 0 | 3 | 0 | 1 | 2 | abc
Cub_1 | Network Model.IntPrjfolder\Network Data.IntPrjfolder\Main Grid.ElmNet\Bus131.ElmTerm\Cub_1.StaCubic | Network Model.IntPrjfolder\Network Data.IntPrjfolder\Main Grid.ElmNet\Bus131.ElmTerm | Network Model.IntPrjfolder\Network Data.IntPrjfolder\Main Grid.ElmNet\Bus131.ElmTerm | Network Model.IntPrjfolder\Network Data.IntPrjfolder\Main Grid.ElmNet\0068.ElmTr2 | 1 | 3 | 0 | 1 | 2 | abc
Cub_2 | Network Model.IntPrjfolder\Network Data.IntPrjfolder\Main Grid.ElmNet\Bus131.ElmTerm\Cub_2.StaCubic | Network Model.IntPrjfolder\Network Data.IntPrjfolder\Main Grid.ElmNet\Bus131.ElmTerm | Network Model.IntPrjfolder\Network Data.IntPrjfolder\Main Grid.ElmNet\Bus131.ElmTerm | Network Model.IntPrjfolder\Network Data.IntPrjfolder\Main Grid.ElmNet\ND0068.ElmLod | 0 | 3 | 0 | 1 | 2 | abc
Cub_1 | Network Model.IntPrjfolder\Network Data.IntPrjfolder\Main Grid.ElmNet\Bus133.ElmTerm\Cub_1.StaCubic | Network Model.IntPrjfolder\Network Data.IntPrjfolder\Main Grid.ElmNet\Bus133.ElmTerm | Network Model.IntPrjfolder\Network Data.IntPrjfolder\Main Grid.ElmNet\Bus133.ElmTerm | Network Model.IntPrjfolder\Network Data.IntPrjfolder\Main Grid.ElmNet\0069.ElmTr2 | 1 | 3 | 0 | 1 | 2 | abc
Cub_2 | Network Model.IntPrjfolder\Network Data.IntPrjfolder\Main Grid.ElmNet\Bus133.ElmTerm\Cub_2.StaCubic | Network Model.IntPrjfolder\Network Data.IntPrjfolder\Main Grid.ElmNet\Bus133.ElmTerm | Network Model.IntPrjfolder\Network Data.IntPrjfolder\Main Grid.ElmNet\Bus133.ElmTerm | Network Model.IntPrjfolder\Network Data.IntPrjfolder\Main Grid.ElmNet\ND0069.ElmLod | 0 | 3 | 0 | 1 | 2 | abc
Cub_1 | Network Model.IntPrjfolder\Network Data.IntPrjfolder\Main Grid.ElmNet\Bus136.ElmTerm\Cub_1.StaCubic | Network Model.IntPrjfolder\Network Data.IntPrjfolder\Main Grid.ElmNet\Bus136.ElmTerm | Network Model.IntPrjfolder\Network Data.IntPrjfolder\Main Grid.ElmNet\Bus136.ElmTerm | Network Model.IntPrjfolder\Network Data.IntPrjfolder\Main Grid.ElmNet\Line57.ElmLne | 1 | 3 | 0 | 1 | 2 | abc
Cub_2 | Network Model.IntPrjfolder\Network Data.IntPrjfolder\Main Grid.ElmNet\Bus136.ElmTerm\Cub_2.StaCubic | Network Model.IntPrjfolder\Network Data.IntPrjfolder\Main Grid.ElmNet\Bus136.ElmTerm | Network Model.IntPrjfolder\Network Data.IntPrjfolder\Main Grid.ElmNet\Bus136.ElmTerm | Network Model.IntPrjfolder\Network Data.IntPrjfolder\Main Grid.ElmNet\0067.ElmTr2 | 0 | 3 | 0 | 1 | 2 | abc
Cub_3 | Network Model.IntPrjfolder\Network Data.IntPrjfolder\Main Grid.ElmNet\Bus136.ElmTerm\Cub_3.StaCubic | Network Model.IntPrjfolder\Network Data.IntPrjfolder\Main Grid.ElmNet\Bus136.ElmTerm | Network Model.IntPrjfolder\Network Data.IntPrjfolder\Main Grid.ElmNet\Bus136.ElmTerm | Network Model.IntPrjfolder\Network Data.IntPrjfolder\Main Grid.ElmNet\Line58.ElmLne | 0 | 3 | 0 | 1 | 2 | abc
Cub_1 | Network Model.IntPrjfolder\Network Data.IntPrjfolder\Main Grid.ElmNet\Bus135.ElmTerm\Cub_1.StaCubic | Network Model.IntPrjfolder\Network Data.IntPrjfolder\Main Grid.ElmNet\Bus135.ElmTerm | Network Model.IntPrjfolder\Network Data.IntPrjfolder\Main Grid.ElmNet\Bus135.ElmTerm | Network Model.IntPrjfolder\Network Data.IntPrjfolder\Main Grid.ElmNet\0067.ElmTr2 | 1 | 3 | 0 | 1 | 2 | abc
Cub_2 | Network Model.IntPrjfolder\Network Data.IntPrjfolder\Main Grid.ElmNet\Bus135.ElmTerm\Cub_2.StaCubic | Network Model.IntPrjfolder\Network Data.IntPrjfolder\Main Grid.ElmNet\Bus135.ElmTerm | Network Model.IntPrjfolder\Network Data.IntPrjfolder\Main Grid.ElmNet\Bus135.ElmTerm | Network Model.IntPrjfolder\Network Data.IntPrjfolder\Main Grid.ElmNet\ND0067.ElmLod | 0 | 3 | 0 | 1 | 2 | abc
Cub_1 | Network Model.IntPrjfolder\Network Data.IntPrjfolder\Main Grid.ElmNet\Bus139.ElmTerm\Cub_1.StaCubic | Network Model.IntPrjfolder\Network Data.IntPrjfolder\Main Grid.ElmNet\Bus139.ElmTerm | Network Model.IntPrjfolder\Network Data.IntPrjfolder\Main Grid.ElmNet\Bus139.ElmTerm | Network Model.IntPrjfolder\Network Data.IntPrjfolder\Main Grid.ElmNet\Line58.ElmLne | 1 | 3 | 0 | 1 | 2 | abc
Cub_2 | Network Model.IntPrjfolder\Network Data.IntPrjfolder\Main Grid.ElmNet\Bus139.ElmTerm\Cub_2.StaCubic | Network Model.IntPrjfolder\Network Data.IntPrjfolder\Main Grid.ElmNet\Bus139.ElmTerm | Network Model.IntPrjfolder\Network Data.IntPrjfolder\Main Grid.ElmNet\Bus139.ElmTerm | Network Model.IntPrjfolder\Network Data.IntPrjfolder\Main Grid.ElmNet\0084.ElmTr2 | 0 | 3 | 0 | 1 | 2 | abc
Cub_3 | Network Model.IntPrjfolder\Network Data.IntPrjfolder\Main Grid.ElmNet\Bus139.ElmTerm\Cub_3.StaCubic | Network Model.IntPrjfolder\Network Data.IntPrjfolder\Main Grid.ElmNet\Bus139.ElmTerm | Network Model.IntPrjfolder\Network Data.IntPrjfolder\Main Grid.ElmNet\Bus139.ElmTerm | Network Model.IntPrjfolder\Network Data.IntPrjfolder\Main Grid.ElmNet\Line59.ElmLne | 0 | 3 | 0 | 1 | 2 | abc
Cub_1 | Network Model.IntPrjfolder\Network Data.IntPrjfolder\Main Grid.ElmNet\Bus138.ElmTerm\Cub_1.StaCubic | Network Model.IntPrjfolder\Network Data.IntPrjfolder\Main Grid.ElmNet\Bus138.ElmTerm | Network Model.IntPrjfolder\Network Data.IntPrjfolder\Main Grid.ElmNet\Bus138.ElmTerm | Network Model.IntPrjfolder\Network Data.IntPrjfolder\Main Grid.ElmNet\0084.ElmTr2 | 1 | 3 | 0 | 1 | 2 | abc
Cub_2 | Network Model.IntPrjfolder\Network Data.IntPrjfolder\Main Grid.ElmNet\Bus138.ElmTerm\Cub_2.StaCubic | Network Model.IntPrjfolder\Network Data.IntPrjfolder\Main Grid.ElmNet\Bus138.ElmTerm | Network Model.IntPrjfolder\Network Data.IntPrjfolder\Main Grid.ElmNet\Bus138.ElmTerm | Network Model.IntPrjfolder\Network Data.IntPrjfolder\Main Grid.ElmNet\ND0084.ElmLod | 0 | 3 | 0 | 1 | 2 | abc
Cub_1 | Network Model.IntPrjfolder\Network Data.IntPrjfolder\Main Grid.ElmNet\Bus141.ElmTerm\Cub_1.StaCubic | Network Model.IntPrjfolder\Network Data.IntPrjfolder\Main Grid.ElmNet\Bus141.ElmTerm | Network Model.IntPrjfolder\Network Data.IntPrjfolder\Main Grid.ElmNet\Bus141.ElmTerm | Network Model.IntPrjfolder\Network Data.IntPrjfolder\Main Grid.ElmNet\Line59.ElmLne | 1 | 3 | 0 | 1 | 2 | abc
Cub_2 | Network Model.IntPrjfolder\Network Data.IntPrjfolder\Main Grid.ElmNet\Bus141.ElmTerm\Cub_2.StaCubic | Network Model.IntPrjfolder\Network Data.IntPrjfolder\Main Grid.ElmNet\Bus141.ElmTerm | Network Model.IntPrjfolder\Network Data.IntPrjfolder\Main Grid.ElmNet\Bus141.ElmTerm | Network Model.IntPrjfolder\Network Data.IntPrjfolder\Main Grid.ElmNet\0066.ElmTr2 | 0 | 3 | 0 | 1 | 2 | abc
Cub_3 | Network Model.IntPrjfolder\Network Data.IntPrjfolder\Main Grid.ElmNet\Bus141.ElmTerm\Cub_3.StaCubic | Network Model.IntPrjfolder\Network Data.IntPrjfolder\Main Grid.ElmNet\Bus141.ElmTerm | Network Model.IntPrjfolder\Network Data.IntPrjfolder\Main Grid.ElmNet\Bus141.ElmTerm | Network Model.IntPrjfolder\Network Data.IntPrjfolder\Main Grid.ElmNet\Line60.ElmLne | 0 | 3 | 0 | 1 | 2 | abc
Cub_1 | Network Model.IntPrjfolder\Network Data.IntPrjfolder\Main Grid.ElmNet\Bus140.ElmTerm\Cub_1.StaCubic | Network Model.IntPrjfolder\Network Data.IntPrjfolder\Main Grid.ElmNet\Bus140.ElmTerm | Network Model.IntPrjfolder\Network Data.IntPrjfolder\Main Grid.ElmNet\Bus140.ElmTerm | Network Model.IntPrjfolder\Network Data.IntPrjfolder\Main Grid.ElmNet\0066.ElmTr2 | 1 | 3 | 0 | 1 | 2 | abc
Cub_2 | Network Model.IntPrjfolder\Network Data.IntPrjfolder\Main Grid.ElmNet\Bus140.ElmTerm\Cub_2.StaCubic | Network Model.IntPrjfolder\Network Data.IntPrjfolder\Main Grid.ElmNet\Bus140.ElmTerm | Network Model.IntPrjfolder\Network Data.IntPrjfolder\Main Grid.ElmNet\Bus140.ElmTerm | Network Model.IntPrjfolder\Network Data.IntPrjfolder\Main Grid.ElmNet\ND0066.ElmLod | 0 | 3 | 0 | 1 | 2 | abc
Cub_1 | Network Model.IntPrjfolder\Network Data.IntPrjfolder\Main Grid.ElmNet\Bus143.ElmTerm\Cub_1.StaCubic | Network Model.IntPrjfolder\Network Data.IntPrjfolder\Main Grid.ElmNet\Bus143.ElmTerm | Network Model.IntPrjfolder\Network Data.IntPrjfolder\Main Grid.ElmNet\Bus143.ElmTerm | Network Model.IntPrjfolder\Network Data.IntPrjfolder\Main Grid.ElmNet\Line60.ElmLne | 1 | 3 | 0 | 1 | 2 | abc
Cub_2 | Network Model.IntPrjfolder\Network Data.IntPrjfolder\Main Grid.ElmNet\Bus143.ElmTerm\Cub_2.StaCubic | Network Model.IntPrjfolder\Network Data.IntPrjfolder\Main Grid.ElmNet\Bus143.ElmTerm | Network Model.IntPrjfolder\Network Data.IntPrjfolder\Main Grid.ElmNet\Bus143.ElmTerm | Network Model.IntPrjfolder\Network Data.IntPrjfolder\Main Grid.ElmNet\0065.ElmTr2 | 0 | 3 | 0 | 1 | 2 | abc
Cub_3 | Network Model.IntPrjfolder\Network Data.IntPrjfolder\Main Grid.ElmNet\Bus143.ElmTerm\Cub_3.StaCubic | Network Model.IntPrjfolder\Network Data.IntPrjfolder\Main Grid.ElmNet\Bus143.ElmTerm | Network Model.IntPrjfolder\Network Data.IntPrjfolder\Main Grid.ElmNet\Bus143.ElmTerm | Network Model.IntPrjfolder\Network Data.IntPrjfolder\Main Grid.ElmNet\Line61.ElmLne | 0 | 3 | 0 | 1 | 2 | abc
Cub_1 | Network Model.IntPrjfolder\Network Data.IntPrjfolder\Main Grid.ElmNet\Bus142.ElmTerm\Cub_1.StaCubic | Network Model.IntPrjfolder\Network Data.IntPrjfolder\Main Grid.ElmNet\Bus142.ElmTerm | Network Model.IntPrjfolder\Network Data.IntPrjfolder\Main Grid.ElmNet\Bus142.ElmTerm | Network Model.IntPrjfolder\Network Data.IntPrjfolder\Main Grid.ElmNet\0065.ElmTr2 | 1 | 3 | 0 | 1 | 2 | abc
Cub_2 | Network Model.IntPrjfolder\Network Data.IntPrjfolder\Main Grid.ElmNet\Bus142.ElmTerm\Cub_2.StaCubic | Network Model.IntPrjfolder\Network Data.IntPrjfolder\Main Grid.ElmNet\Bus142.ElmTerm | Network Model.IntPrjfolder\Network Data.IntPrjfolder\Main Grid.ElmNet\Bus142.ElmTerm | Network Model.IntPrjfolder\Network Data.IntPrjfolder\Main Grid.ElmNet\ND0065.ElmLod | 0 | 3 | 0 | 1 | 2 | abc
Cub_1 | Network Model.IntPrjfolder\Network Data.IntPrjfolder\Main Grid.ElmNet\Terminal(37).ElmTerm\Cub_1.StaCubic | Network Model.IntPrjfolder\Network Data.IntPrjfolder\Main Grid.ElmNet\Terminal(37).ElmTerm | Network Model.IntPrjfolder\Network Data.IntPrjfolder\Main Grid.ElmNet\Terminal(37).ElmTerm | Network Model.IntPrjfolder\Network Data.IntPrjfolder\Main Grid.ElmNet\Line61.ElmLne | 1 | 3 | 0 | 1 | 2 | abc
Cub_2 | Network Model.IntPrjfolder\Network Data.IntPrjfolder\Main Grid.ElmNet\Terminal(37).ElmTerm\Cub_2.StaCubic | Network Model.IntPrjfolder\Network Data.IntPrjfolder\Main Grid.ElmNet\Terminal(37).ElmTerm | Network Model.IntPrjfolder\Network Data.IntPrjfolder\Main Grid.ElmNet\Terminal(37).ElmTerm | Network Model.IntPrjfolder\Network Data.IntPrjfolder\Main Grid.ElmNet\LBS TANJUNGAN.ElmCoup | 1 | 3 | 0 | 1 | 2 | abc
Cub_1 | Network Model.IntPrjfolder\Network Data.IntPrjfolder\Main Grid.ElmNet\Bus339.ElmTerm\Cub_1.StaCubic | Network Model.IntPrjfolder\Network Data.IntPrjfolder\Main Grid.ElmNet\Bus339.ElmTerm | Network Model.IntPrjfolder\Network Data.IntPrjfolder\Main Grid.ElmNet\Bus339.ElmTerm | Network Model.IntPrjfolder\Network Data.IntPrjfolder\Main Grid.ElmNet\LBS TANJUNGAN.ElmCoup | 0 | 3 | 0 | 1 | 2 | abc
Cub_2 | Network Model.IntPrjfolder\Network Data.IntPrjfolder\Main Grid.ElmNet\Bus339.ElmTerm\Cub_2.StaCubic | Network Model.IntPrjfolder\Network Data.IntPrjfolder\Main Grid.ElmNet\Bus339.ElmTerm | Network Model.IntPrjfolder\Network Data.IntPrjfolder\Main Grid.ElmNet\Bus339.ElmTerm | Network Model.IntPrjfolder\Network Data.IntPrjfolder\Main Grid.ElmNet\Line229.ElmLne | 0 | 3 | 0 | 1 | 2 | abc
Cub_1 | Network Model.IntPrjfolder\Network Data.IntPrjfolder\Main Grid.ElmNet\Bus145.ElmTerm\Cub_1.StaCubic | Network Model.IntPrjfolder\Network Data.IntPrjfolder\Main Grid.ElmNet\Bus145.ElmTerm | Network Model.IntPrjfolder\Network Data.IntPrjfolder\Main Grid.ElmNet\Bus145.ElmTerm | Network Model.IntPrjfolder\Network Data.IntPrjfolder\Main Grid.ElmNet\Line229.ElmLne | 1 | 3 | 0 | 1 | 2 | abc
Cub_2 | Network Model.IntPrjfolder\Network Data.IntPrjfolder\Main Grid.ElmNet\Bus145.ElmTerm\Cub_2.StaCubic | Network Model.IntPrjfolder\Network Data.IntPrjfolder\Main Grid.ElmNet\Bus145.ElmTerm | Network Model.IntPrjfolder\Network Data.IntPrjfolder\Main Grid.ElmNet\Bus145.ElmTerm | Network Model.IntPrjfolder\Network Data.IntPrjfolder\Main Grid.ElmNet\0064.ElmTr2 | 0 | 3 | 0 | 1 | 2 | abc
Cub_3 | Network Model.IntPrjfolder\Network Data.IntPrjfolder\Main Grid.ElmNet\Bus145.ElmTerm\Cub_3.StaCubic | Network Model.IntPrjfolder\Network Data.IntPrjfolder\Main Grid.ElmNet\Bus145.ElmTerm | Network Model.IntPrjfolder\Network Data.IntPrjfolder\Main Grid.ElmNet\Bus145.ElmTerm | Network Model.IntPrjfolder\Network Data.IntPrjfolder\Main Grid.ElmNet\Line62.ElmLne | 0 | 3 | 0 | 1 | 2 | abc
Cub_1 | Network Model.IntPrjfolder\Network Data.IntPrjfolder\Main Grid.ElmNet\Bus144.ElmTerm\Cub_1.StaCubic | Network Model.IntPrjfolder\Network Data.IntPrjfolder\Main Grid.ElmNet\Bus144.ElmTerm | Network Model.IntPrjfolder\Network Data.IntPrjfolder\Main Grid.ElmNet\Bus144.ElmTerm | Network Model.IntPrjfolder\Network Data.IntPrjfolder\Main Grid.ElmNet\0064.ElmTr2 | 1 | 3 | 0 | 1 | 2 | abc
Cub_2 | Network Model.IntPrjfolder\Network Data.IntPrjfolder\Main Grid.ElmNet\Bus144.ElmTerm\Cub_2.StaCubic | Network Model.IntPrjfolder\Network Data.IntPrjfolder\Main Grid.ElmNet\Bus144.ElmTerm | Network Model.IntPrjfolder\Network Data.IntPrjfolder\Main Grid.ElmNet\Bus144.ElmTerm | Network Model.IntPrjfolder\Network Data.IntPrjfolder\Main Grid.ElmNet\ND0064.ElmLod | 0 | 3 | 0 | 1 | 2 | abc
Cub_1 | Network Model.IntPrjfolder\Network Data.IntPrjfolder\Main Grid.ElmNet\Bus147.ElmTerm\Cub_1.StaCubic | Network Model.IntPrjfolder\Network Data.IntPrjfolder\Main Grid.ElmNet\Bus147.ElmTerm | Network Model.IntPrjfolder\Network Data.IntPrjfolder\Main Grid.ElmNet\Bus147.ElmTerm | Network Model.IntPrjfolder\Network Data.IntPrjfolder\Main Grid.ElmNet\Line62.ElmLne | 1 | 3 | 0 | 1 | 2 | abc
Cub_2 | Network Model.IntPrjfolder\Network Data.IntPrjfolder\Main Grid.ElmNet\Bus147.ElmTerm\Cub_2.StaCubic | Network Model.IntPrjfolder\Network Data.IntPrjfolder\Main Grid.ElmNet\Bus147.ElmTerm | Network Model.IntPrjfolder\Network Data.IntPrjfolder\Main Grid.ElmNet\Bus147.ElmTerm | Network Model.IntPrjfolder\Network Data.IntPrjfolder\Main Grid.ElmNet\0063.ElmTr2 | 0 | 3 | 0 | 1 | 2 | abc
Cub_3 | Network Model.IntPrjfolder\Network Data.IntPrjfolder\Main Grid.ElmNet\Bus147.ElmTerm\Cub_3.StaCubic | Network Model.IntPrjfolder\Network Data.IntPrjfolder\Main Grid.ElmNet\Bus147.ElmTerm | Network Model.IntPrjfolder\Network Data.IntPrjfolder\Main Grid.ElmNet\Bus147.ElmTerm | Network Model.IntPrjfolder\Network Data.IntPrjfolder\Main Grid.ElmNet\Line245.ElmLne | 0 | 3 | 0 | 1 | 2 | abc
Cub_4 | Network Model.IntPrjfolder\Network Data.IntPrjfolder\Main Grid.ElmNet\Bus147.ElmTerm\Cub_4.StaCubic | Network Model.IntPrjfolder\Network Data.IntPrjfolder\Main Grid.ElmNet\Bus147.ElmTerm | Network Model.IntPrjfolder\Network Data.IntPrjfolder\Main Grid.ElmNet\Bus147.ElmTerm | Network Model.IntPrjfolder\Network Data.IntPrjfolder\Main Grid.ElmNet\Line231.ElmLne | 0 | 3 | 0 | 1 | 2 | abc
Cub_1 | Network Model.IntPrjfolder\Network Data.IntPrjfolder\Main Grid.ElmNet\Bus146.ElmTerm\Cub_1.StaCubic | Network Model.IntPrjfolder\Network Data.IntPrjfolder\Main Grid.ElmNet\Bus146.ElmTerm | Network Model.IntPrjfolder\Network Data.IntPrjfolder\Main Grid.ElmNet\Bus146.ElmTerm | Network Model.IntPrjfolder\Network Data.IntPrjfolder\Main Grid.ElmNet\0063.ElmTr2 | 1 | 3 | 0 | 1 | 2 | abc
Cub_2 | Network Model.IntPrjfolder\Network Data.IntPrjfolder\Main Grid.ElmNet\Bus146.ElmTerm\Cub_2.StaCubic | Network Model.IntPrjfolder\Network Data.IntPrjfolder\Main Grid.ElmNet\Bus146.ElmTerm | Network Model.IntPrjfolder\Network Data.IntPrjfolder\Main Grid.ElmNet\Bus146.ElmTerm | Network Model.IntPrjfolder\Network Data.IntPrjfolder\Main Grid.ElmNet\ND0063.ElmLod | 0 | 3 | 0 | 1 | 2 | abc
Cub_1 | Network Model.IntPrjfolder\Network Data.IntPrjfolder\Main Grid.ElmNet\Bus365.ElmTerm\Cub_1.StaCubic | Network Model.IntPrjfolder\Network Data.IntPrjfolder\Main Grid.ElmNet\Bus365.ElmTerm | Network Model.IntPrjfolder\Network Data.IntPrjfolder\Main Grid.ElmNet\Bus365.ElmTerm | Network Model.IntPrjfolder\Network Data.IntPrjfolder\Main Grid.ElmNet\Line245.ElmLne | 1 | 3 | 0 | 1 | 2 | abc
Cub_2 | Network Model.IntPrjfolder\Network Data.IntPrjfolder\Main Grid.ElmNet\Bus365.ElmTerm\Cub_2.StaCubic | Network Model.IntPrjfolder\Network Data.IntPrjfolder\Main Grid.ElmNet\Bus365.ElmTerm | Network Model.IntPrjfolder\Network Data.IntPrjfolder\Main Grid.ElmNet\Bus365.ElmTerm | Network Model.IntPrjfolder\Network Data.IntPrjfolder\Main Grid.ElmNet\0100.ElmTr2 | 0 | 3 | 0 | 1 | 2 | abc
Cub_3 | Network Model.IntPrjfolder\Network Data.IntPrjfolder\Main Grid.ElmNet\Bus365.ElmTerm\Cub_3.StaCubic | Network Model.IntPrjfolder\Network Data.IntPrjfolder\Main Grid.ElmNet\Bus365.ElmTerm | Network Model.IntPrjfolder\Network Data.IntPrjfolder\Main Grid.ElmNet\Bus365.ElmTerm | Network Model.IntPrjfolder\Network Data.IntPrjfolder\Main Grid.ElmNet\Line251.ElmLne | 0 | 3 | 0 | 1 | 2 | abc
Cub_1 | Network Model.IntPrjfolder\Network Data.IntPrjfolder\Main Grid.ElmNet\Bus371.ElmTerm\Cub_1.StaCubic | Network Model.IntPrjfolder\Network Data.IntPrjfolder\Main Grid.ElmNet\Bus371.ElmTerm | Network Model.IntPrjfolder\Network Data.IntPrjfolder\Main Grid.ElmNet\Bus371.ElmTerm | Network Model.IntPrjfolder\Network Data.IntPrjfolder\Main Grid.ElmNet\Line251.ElmLne | 1 | 3 | 0 | 1 | 2 | abc
Cub_2 | Network Model.IntPrjfolder\Network Data.IntPrjfolder\Main Grid.ElmNet\Bus371.ElmTerm\Cub_2.StaCubic | Network Model.IntPrjfolder\Network Data.IntPrjfolder\Main Grid.ElmNet\Bus371.ElmTerm | Network Model.IntPrjfolder\Network Data.IntPrjfolder\Main Grid.ElmNet\Bus371.ElmTerm | Network Model.IntPrjfolder\Network Data.IntPrjfolder\Main Grid.ElmNet\Line247.ElmLne | 0 | 3 | 0 | 1 | 2 | abc
Cub_3 | Network Model.IntPrjfolder\Network Data.IntPrjfolder\Main Grid.ElmNet\Bus371.ElmTerm\Cub_3.StaCubic | Network Model.IntPrjfolder\Network Data.IntPrjfolder\Main Grid.ElmNet\Bus371.ElmTerm | Network Model.IntPrjfolder\Network Data.IntPrjfolder\Main Grid.ElmNet\Bus371.ElmTerm | Network Model.IntPrjfolder\Network Data.IntPrjfolder\Main Grid.ElmNet\LBS KOPEL TAMBAK.ElmCoup | 0 | 3 | 0 | 1 | 2 | abc
Cub_1 | Network Model.IntPrjfolder\Network Data.IntPrjfolder\Main Grid.ElmNet\Bus370.ElmTerm\Cub_1.StaCubic | Network Model.IntPrjfolder\Network Data.IntPrjfolder\Main Grid.ElmNet\Bus370.ElmTerm | Network Model.IntPrjfolder\Network Data.IntPrjfolder\Main Grid.ElmNet\Bus370.ElmTerm | Network Model.IntPrjfolder\Network Data.IntPrjfolder\Main Grid.ElmNet\Line247.ElmLne | 1 | 3 | 0 | 1 | 2 | abc
Cub_2 | Network Model.IntPrjfolder\Network Data.IntPrjfolder\Main Grid.ElmNet\Bus370.ElmTerm\Cub_2.StaCubic | Network Model.IntPrjfolder\Network Data.IntPrjfolder\Main Grid.ElmNet\Bus370.ElmTerm | Network Model.IntPrjfolder\Network Data.IntPrjfolder\Main Grid.ElmNet\Bus370.ElmTerm | Network Model.IntPrjfolder\Network Data.IntPrjfolder\Main Grid.ElmNet\Line249.ElmLne | 0 | 3 | 0 | 1 | 2 | abc
Cub_3 | Network Model.IntPrjfolder\Network Data.IntPrjfolder\Main Grid.ElmNet\Bus370.ElmTerm\Cub_3.StaCubic | Network Model.IntPrjfolder\Network Data.IntPrjfolder\Main Grid.ElmNet\Bus370.ElmTerm | Network Model.IntPrjfolder\Network Data.IntPrjfolder\Main Grid.ElmNet\Bus370.ElmTerm | Network Model.IntPrjfolder\Network Data.IntPrjfolder\Main Grid.ElmNet\0080.ElmTr2 | 0 | 3 | 0 | 1 | 2 | abc
Cub_1 | Network Model.IntPrjfolder\Network Data.IntPrjfolder\Main Grid.ElmNet\Bus363.ElmTerm\Cub_1.StaCubic | Network Model.IntPrjfolder\Network Data.IntPrjfolder\Main Grid.ElmNet\Bus363.ElmTerm | Network Model.IntPrjfolder\Network Data.IntPrjfolder\Main Grid.ElmNet\Bus363.ElmTerm | Network Model.IntPrjfolder\Network Data.IntPrjfolder\Main Grid.ElmNet\0100.ElmTr2 | 1 | 3 | 0 | 1 | 2 | abc
Cub_2 | Network Model.IntPrjfolder\Network Data.IntPrjfolder\Main Grid.ElmNet\Bus363.ElmTerm\Cub_2.StaCubic | Network Model.IntPrjfolder\Network Data.IntPrjfolder\Main Grid.ElmNet\Bus363.ElmTerm | Network Model.IntPrjfolder\Network Data.IntPrjfolder\Main Grid.ElmNet\Bus363.ElmTerm | Network Model.IntPrjfolder\Network Data.IntPrjfolder\Main Grid.ElmNet\ND0100.ElmLod | 0 | 3 | 0 | 1 | 2 | abc
Cub_1 | Network Model.IntPrjfolder\Network Data.IntPrjfolder\Main Grid.ElmNet\Bus369.ElmTerm\Cub_1.StaCubic | Network Model.IntPrjfolder\Network Data.IntPrjfolder\Main Grid.ElmNet\Bus369.ElmTerm | Network Model.IntPrjfolder\Network Data.IntPrjfolder\Main Grid.ElmNet\Bus369.ElmTerm | Network Model.IntPrjfolder\Network Data.IntPrjfolder\Main Grid.ElmNet\Line249.ElmLne | 1 | 3 | 0 | 1 | 2 | abc
Cub_2 | Network Model.IntPrjfolder\Network Data.IntPrjfolder\Main Grid.ElmNet\Bus369.ElmTerm\Cub_2.StaCubic | Network Model.IntPrjfolder\Network Data.IntPrjfolder\Main Grid.ElmNet\Bus369.ElmTerm | Network Model.IntPrjfolder\Network Data.IntPrjfolder\Main Grid.ElmNet\Bus369.ElmTerm | Network Model.IntPrjfolder\Network Data.IntPrjfolder\Main Grid.ElmNet\0078.ElmTr2 | 0 | 3 | 0 | 1 | 2 | abc
Cub_1 | Network Model.IntPrjfolder\Network Data.IntPrjfolder\Main Grid.ElmNet\Bus368.ElmTerm\Cub_1.StaCubic | Network Model.IntPrjfolder\Network Data.IntPrjfolder\Main Grid.ElmNet\Bus368.ElmTerm | Network Model.IntPrjfolder\Network Data.IntPrjfolder\Main Grid.ElmNet\Bus368.ElmTerm | Network Model.IntPrjfolder\Network Data.IntPrjfolder\Main Grid.ElmNet\0078.ElmTr2 | 1 | 3 | 0 | 1 | 2 | abc
Cub_2 | Network Model.IntPrjfolder\Network Data.IntPrjfolder\Main Grid.ElmNet\Bus368.ElmTerm\Cub_2.StaCubic | Network Model.IntPrjfolder\Network Data.IntPrjfolder\Main Grid.ElmNet\Bus368.ElmTerm | Network Model.IntPrjfolder\Network Data.IntPrjfolder\Main Grid.ElmNet\Bus368.ElmTerm | Network Model.IntPrjfolder\Network Data.IntPrjfolder\Main Grid.ElmNet\ND0078.ElmLod | 0 | 3 | 0 | 1 | 2 | abc
Cub_1 | Network Model.IntPrjfolder\Network Data.IntPrjfolder\Main Grid.ElmNet\Bus366.ElmTerm\Cub_1.StaCubic | Network Model.IntPrjfolder\Network Data.IntPrjfolder\Main Grid.ElmNet\Bus366.ElmTerm | Network Model.IntPrjfolder\Network Data.IntPrjfolder\Main Grid.ElmNet\Bus366.ElmTerm | Network Model.IntPrjfolder\Network Data.IntPrjfolder\Main Grid.ElmNet\0080.ElmTr2 | 1 | 3 | 0 | 1 | 2 | abc
Cub_2 | Network Model.IntPrjfolder\Network Data.IntPrjfolder\Main Grid.ElmNet\Bus366.ElmTerm\Cub_2.StaCubic | Network Model.IntPrjfolder\Network Data.IntPrjfolder\Main Grid.ElmNet\Bus366.ElmTerm | Network Model.IntPrjfolder\Network Data.IntPrjfolder\Main Grid.ElmNet\Bus366.ElmTerm | Network Model.IntPrjfolder\Network Data.IntPrjfolder\Main Grid.ElmNet\ND0080.ElmLod | 0 | 3 | 0 | 1 | 2 | abc
Cub_1 | Network Model.IntPrjfolder\Network Data.IntPrjfolder\Main Grid.ElmNet\Terminal(38).ElmTerm\Cub_1.StaCubic | Network Model.IntPrjfolder\Network Data.IntPrjfolder\Main Grid.ElmNet\Terminal(38).ElmTerm | Network Model.IntPrjfolder\Network Data.IntPrjfolder\Main Grid.ElmNet\Terminal(38).ElmTerm | Network Model.IntPrjfolder\Network Data.IntPrjfolder\Main Grid.ElmNet\Line231.ElmLne | 1 | 3 | 0 | 1 | 2 | abc
Cub_2 | Network Model.IntPrjfolder\Network Data.IntPrjfolder\Main Grid.ElmNet\Terminal(38).ElmTerm\Cub_2.StaCubic | Network Model.IntPrjfolder\Network Data.IntPrjfolder\Main Grid.ElmNet\Terminal(38).ElmTerm | Network Model.IntPrjfolder\Network Data.IntPrjfolder\Main Grid.ElmNet\Terminal(38).ElmTerm | Network Model.IntPrjfolder\Network Data.IntPrjfolder\Main Grid.ElmNet\Line233.ElmLne | 0 | 3 | 0 | 1 | 2 | abc
Cub_1 | Network Model.IntPrjfolder\Network Data.IntPrjfolder\Main Grid.ElmNet\Bus343.ElmTerm\Cub_1.StaCubic | Network Model.IntPrjfolder\Network Data.IntPrjfolder\Main Grid.ElmNet\Bus343.ElmTerm | Network Model.IntPrjfolder\Network Data.IntPrjfolder\Main Grid.ElmNet\Bus343.ElmTerm | Network Model.IntPrjfolder\Network Data.IntPrjfolder\Main Grid.ElmNet\Line233.ElmLne | 1 | 3 | 0 | 1 | 2 | abc
Cub_2 | Network Model.IntPrjfolder\Network Data.IntPrjfolder\Main Grid.ElmNet\Bus343.ElmTerm\Cub_2.StaCubic | Network Model.IntPrjfolder\Network Data.IntPrjfolder\Main Grid.ElmNet\Bus343.ElmTerm | Network Model.IntPrjfolder\Network Data.IntPrjfolder\Main Grid.ElmNet\Bus343.ElmTerm | Network Model.IntPrjfolder\Network Data.IntPrjfolder\Main Grid.ElmNet\0062.ElmTr2 | 0 | 3 | 0 | 1 | 2 | abc
Cub_3 | Network Model.IntPrjfolder\Network Data.IntPrjfolder\Main Grid.ElmNet\Bus343.ElmTerm\Cub_3.StaCubic | Network Model.IntPrjfolder\Network Data.IntPrjfolder\Main Grid.ElmNet\Bus343.ElmTerm | Network Model.IntPrjfolder\Network Data.IntPrjfolder\Main Grid.ElmNet\Bus343.ElmTerm | Network Model.IntPrjfolder\Network Data.IntPrjfolder\Main Grid.ElmNet\Line237.ElmLne | 1 | 3 | 0 | 1 | 2 | abc
Cub_1 | Network Model.IntPrjfolder\Network Data.IntPrjfolder\Main Grid.ElmNet\Bus342.ElmTerm\Cub_1.StaCubic | Network Model.IntPrjfolder\Network Data.IntPrjfolder\Main Grid.ElmNet\Bus342.ElmTerm | Network Model.IntPrjfolder\Network Data.IntPrjfolder\Main Grid.ElmNet\Bus342.ElmTerm | Network Model.IntPrjfolder\Network Data.IntPrjfolder\Main Grid.ElmNet\0062.ElmTr2 | 1 | 3 | 0 | 1 | 2 | abc
Cub_2 | Network Model.IntPrjfolder\Network Data.IntPrjfolder\Main Grid.ElmNet\Bus342.ElmTerm\Cub_2.StaCubic | Network Model.IntPrjfolder\Network Data.IntPrjfolder\Main Grid.ElmNet\Bus342.ElmTerm | Network Model.IntPrjfolder\Network Data.IntPrjfolder\Main Grid.ElmNet\Bus342.ElmTerm | Network Model.IntPrjfolder\Network Data.IntPrjfolder\Main Grid.ElmNet\ND0062.ElmLod | 0 | 3 | 0 | 1 | 2 | abc
Cub_1 | Network Model.IntPrjfolder\Network Data.IntPrjfolder\Main Grid.ElmNet\Terminal(39).ElmTerm\Cub_1.StaCubic | Network Model.IntPrjfolder\Network Data.IntPrjfolder\Main Grid.ElmNet\Terminal(39).ElmTerm | Network Model.IntPrjfolder\Network Data.IntPrjfolder\Main Grid.ElmNet\Terminal(39).ElmTerm | Network Model.IntPrjfolder\Network Data.IntPrjfolder\Main Grid.ElmNet\Line237.ElmLne | 0 | 3 | 0 | 1 | 2 | abc
Cub_2 | Network Model.IntPrjfolder\Network Data.IntPrjfolder\Main Grid.ElmNet\Terminal(39).ElmTerm\Cub_2.StaCubic | Network Model.IntPrjfolder\Network Data.IntPrjfolder\Main Grid.ElmNet\Terminal(39).ElmTerm | Network Model.IntPrjfolder\Network Data.IntPrjfolder\Main Grid.ElmNet\Terminal(39).ElmTerm | Network Model.IntPrjfolder\Network Data.IntPrjfolder\Main Grid.ElmNet\Line235.ElmLne | 0 | 3 | 0 | 1 | 2 | abc
Cub_3 | Network Model.IntPrjfolder\Network Data.IntPrjfolder\Main Grid.ElmNet\Terminal(39).ElmTerm\Cub_3.StaCubic | Network Model.IntPrjfolder\Network Data.IntPrjfolder\Main Grid.ElmNet\Terminal(39).ElmTerm | Network Model.IntPrjfolder\Network Data.IntPrjfolder\Main Grid.ElmNet\Terminal(39).ElmTerm | Network Model.IntPrjfolder\Network Data.IntPrjfolder\Main Grid.ElmNet\Line239.ElmLne | 0 | 3 | 0 | 1 | 2 | abc
Cub_1 | Network Model.IntPrjfolder\Network Data.IntPrjfolder\Main Grid.ElmNet\Terminal(40).ElmTerm\Cub_1.StaCubic | Network Model.IntPrjfolder\Network Data.IntPrjfolder\Main Grid.ElmNet\Terminal(40).ElmTerm | Network Model.IntPrjfolder\Network Data.IntPrjfolder\Main Grid.ElmNet\Terminal(40).ElmTerm | Network Model.IntPrjfolder\Network Data.IntPrjfolder\Main Grid.ElmNet\Line235.ElmLne | 1 | 3 | 0 | 1 | 2 | abc
Cub_2 | Network Model.IntPrjfolder\Network Data.IntPrjfolder\Main Grid.ElmNet\Terminal(40).ElmTerm\Cub_2.StaCubic | Network Model.IntPrjfolder\Network Data.IntPrjfolder\Main Grid.ElmNet\Terminal(40).ElmTerm | Network Model.IntPrjfolder\Network Data.IntPrjfolder\Main Grid.ElmNet\Terminal(40).ElmTerm | Network Model.IntPrjfolder\Network Data.IntPrjfolder\Main Grid.ElmNet\0073.ElmTr2 | 0 | 3 | 0 | 1 | 2 | abc
Cub_1 | Network Model.IntPrjfolder\Network Data.IntPrjfolder\Main Grid.ElmNet\Terminal(41).ElmTerm\Cub_1.StaCubic | Network Model.IntPrjfolder\Network Data.IntPrjfolder\Main Grid.ElmNet\Terminal(41).ElmTerm | Network Model.IntPrjfolder\Network Data.IntPrjfolder\Main Grid.ElmNet\Terminal(41).ElmTerm | Network Model.IntPrjfolder\Network Data.IntPrjfolder\Main Grid.ElmNet\Line239.ElmLne | 1 | 3 | 0 | 1 | 2 | abc
Cub_2 | Network Model.IntPrjfolder\Network Data.IntPrjfolder\Main Grid.ElmNet\Terminal(41).ElmTerm\Cub_2.StaCubic | Network Model.IntPrjfolder\Network Data.IntPrjfolder\Main Grid.ElmNet\Terminal(41).ElmTerm | Network Model.IntPrjfolder\Network Data.IntPrjfolder\Main Grid.ElmNet\Terminal(41).ElmTerm | Network Model.IntPrjfolder\Network Data.IntPrjfolder\Main Grid.ElmNet\0101.ElmTr2 | 0 | 3 | 0 | 1 | 2 | abc
Cub_1 | Network Model.IntPrjfolder\Network Data.IntPrjfolder\Main Grid.ElmNet\Bus347.ElmTerm\Cub_1.StaCubic | Network Model.IntPrjfolder\Network Data.IntPrjfolder\Main Grid.ElmNet\Bus347.ElmTerm | Network Model.IntPrjfolder\Network Data.IntPrjfolder\Main Grid.ElmNet\Bus347.ElmTerm | Network Model.IntPrjfolder\Network Data.IntPrjfolder\Main Grid.ElmNet\0073.ElmTr2 | 1 | 3 | 0 | 1 | 2 | abc
Cub_2 | Network Model.IntPrjfolder\Network Data.IntPrjfolder\Main Grid.ElmNet\Bus347.ElmTerm\Cub_2.StaCubic | Network Model.IntPrjfolder\Network Data.IntPrjfolder\Main Grid.ElmNet\Bus347.ElmTerm | Network Model.IntPrjfolder\Network Data.IntPrjfolder\Main Grid.ElmNet\Bus347.ElmTerm | Network Model.IntPrjfolder\Network Data.IntPrjfolder\Main Grid.ElmNet\ND0073.ElmLod | 0 | 3 | 0 | 1 | 2 | abc
Cub_1 | Network Model.IntPrjfolder\Network Data.IntPrjfolder\Main Grid.ElmNet\Bus353.ElmTerm\Cub_1.StaCubic | Network Model.IntPrjfolder\Network Data.IntPrjfolder\Main Grid.ElmNet\Bus353.ElmTerm | Network Model.IntPrjfolder\Network Data.IntPrjfolder\Main Grid.ElmNet\Bus353.ElmTerm | Network Model.IntPrjfolder\Network Data.IntPrjfolder\Main Grid.ElmNet\0101.ElmTr2 | 1 | 3 | 0 | 1 | 2 | abc
Cub_2 | Network Model.IntPrjfolder\Network Data.IntPrjfolder\Main Grid.ElmNet\Bus353.ElmTerm\Cub_2.StaCubic | Network Model.IntPrjfolder\Network Data.IntPrjfolder\Main Grid.ElmNet\Bus353.ElmTerm | Network Model.IntPrjfolder\Network Data.IntPrjfolder\Main Grid.ElmNet\Bus353.ElmTerm | Network Model.IntPrjfolder\Network Data.IntPrjfolder\Main Grid.ElmNet\ND0101.ElmLod | 0 | 3 | 0 | 1 | 2 | abc
Cub_2 | Network Model.IntPrjfolder\Network Data.IntPrjfolder\Main Grid.ElmNet\Bus20.ElmTerm\Cub_2.StaCubic | Network Model.IntPrjfolder\Network Data.IntPrjfolder\Main Grid.ElmNet\Bus20.ElmTerm | Network Model.IntPrjfolder\Network Data.IntPrjfolder\Main Grid.ElmNet\Bus20.ElmTerm | Network Model.IntPrjfolder\Network Data.IntPrjfolder\Main Grid.ElmNet\T14.ElmTr2 | 1 | 3 | 0 | 1 | 2 | abc
Cub_3 | Network Model.IntPrjfolder\Network Data.IntPrjfolder\Main Grid.ElmNet\Bus20.ElmTerm\Cub_3.StaCubic | Network Model.IntPrjfolder\Network Data.IntPrjfolder\Main Grid.ElmNet\Bus20.ElmTerm | Network Model.IntPrjfolder\Network Data.IntPrjfolder\Main Grid.ElmNet\Bus20.ElmTerm | Network Model.IntPrjfolder\Network Data.IntPrjfolder\Main Grid.ElmNet\PLTMG 3.ElmSym | 0 | 3 | 0 | 1 | 2 | abc
Cub_2 | Network Model.IntPrjfolder\Network Data.IntPrjfolder\Main Grid.ElmNet\Bus21.ElmTerm\Cub_2.StaCubic | Network Model.IntPrjfolder\Network Data.IntPrjfolder\Main Grid.ElmNet\Bus21.ElmTerm | Network Model.IntPrjfolder\Network Data.IntPrjfolder\Main Grid.ElmNet\Bus21.ElmTerm | Network Model.IntPrjfolder\Network Data.IntPrjfolder\Main Grid.ElmNet\T15.ElmTr2 | 1 | 3 | 0 | 1 | 2 | abc
Cub_3 | Network Model.IntPrjfolder\Network Data.IntPrjfolder\Main Grid.ElmNet\Bus21.ElmTerm\Cub_3.StaCubic | Network Model.IntPrjfolder\Network Data.IntPrjfolder\Main Grid.ElmNet\Bus21.ElmTerm | Network Model.IntPrjfolder\Network Data.IntPrjfolder\Main Grid.ElmNet\Bus21.ElmTerm | Network Model.IntPrjfolder\Network Data.IntPrjfolder\Main Grid.ElmNet\PLTMG 2.ElmSym | 0 | 3 | 0 | 1 | 2 | abc
Cub_2 | Network Model.IntPrjfolder\Network Data.IntPrjfolder\Main Grid.ElmNet\Bus22.ElmTerm\Cub_2.StaCubic | Network Model.IntPrjfolder\Network Data.IntPrjfolder\Main Grid.ElmNet\Bus22.ElmTerm | Network Model.IntPrjfolder\Network Data.IntPrjfolder\Main Grid.ElmNet\Bus22.ElmTerm | Network Model.IntPrjfolder\Network Data.IntPrjfolder\Main Grid.ElmNet\T16.ElmTr2 | 1 | 3 | 0 | 1 | 2 | abc
Cub_3 | Network Model.IntPrjfolder\Network Data.IntPrjfolder\Main Grid.ElmNet\Bus22.ElmTerm\Cub_3.StaCubic | Network Model.IntPrjfolder\Network Data.IntPrjfolder\Main Grid.ElmNet\Bus22.ElmTerm | Network Model.IntPrjfolder\Network Data.IntPrjfolder\Main Grid.ElmNet\Bus22.ElmTerm | Network Model.IntPrjfolder\Network Data.IntPrjfolder\Main Grid.ElmNet\PLTMG 1.ElmSym | 0 | 3 | 0 | 1 | 2 | abc

## StaSwitch
loc_name | _path | fold_id | on_off | aUsage
Name [ ] | Object path (key) | in Cubicle [ ] | Closed [ ] | Switch Type [ ]
Switch | Network Model.IntPrjfolder\Network Data.IntPrjfolder\Main Grid.ElmNet\Bus2.ElmTerm\Cub_1.StaCubic\Switch.StaSwitch | Network Model.IntPrjfolder\Network Data.IntPrjfolder\Main Grid.ElmNet\Bus2.ElmTerm\Cub_1.StaCubic | 1 | cbk
Switch | Network Model.IntPrjfolder\Network Data.IntPrjfolder\Main Grid.ElmNet\Bus2.ElmTerm\Cub_2.StaCubic\Switch.StaSwitch | Network Model.IntPrjfolder\Network Data.IntPrjfolder\Main Grid.ElmNet\Bus2.ElmTerm\Cub_2.StaCubic | 1 | cbk
Switch | Network Model.IntPrjfolder\Network Data.IntPrjfolder\Main Grid.ElmNet\Bus9.ElmTerm\Cub_1.StaCubic\Switch.StaSwitch | Network Model.IntPrjfolder\Network Data.IntPrjfolder\Main Grid.ElmNet\Bus9.ElmTerm\Cub_1.StaCubic | 1 | cbk
Switch | Network Model.IntPrjfolder\Network Data.IntPrjfolder\Main Grid.ElmNet\Bus9.ElmTerm\Cub_2.StaCubic\Switch.StaSwitch | Network Model.IntPrjfolder\Network Data.IntPrjfolder\Main Grid.ElmNet\Bus9.ElmTerm\Cub_2.StaCubic | 1 | cbk
Switch | Network Model.IntPrjfolder\Network Data.IntPrjfolder\Main Grid.ElmNet\Bus9.ElmTerm\Cub_3.StaCubic\Switch.StaSwitch | Network Model.IntPrjfolder\Network Data.IntPrjfolder\Main Grid.ElmNet\Bus9.ElmTerm\Cub_3.StaCubic | 1 | cbk
Switch | Network Model.IntPrjfolder\Network Data.IntPrjfolder\Main Grid.ElmNet\Bus9.ElmTerm\Cub_4.StaCubic\Switch.StaSwitch | Network Model.IntPrjfolder\Network Data.IntPrjfolder\Main Grid.ElmNet\Bus9.ElmTerm\Cub_4.StaCubic | 1 | cbk
Switch | Network Model.IntPrjfolder\Network Data.IntPrjfolder\Main Grid.ElmNet\Bus23.ElmTerm\Cub_7.StaCubic\Switch.StaSwitch | Network Model.IntPrjfolder\Network Data.IntPrjfolder\Main Grid.ElmNet\Bus23.ElmTerm\Cub_7.StaCubic | 1 | cbk
Switch | Network Model.IntPrjfolder\Network Data.IntPrjfolder\Main Grid.ElmNet\Bus23.ElmTerm\Cub_8.StaCubic\Switch.StaSwitch | Network Model.IntPrjfolder\Network Data.IntPrjfolder\Main Grid.ElmNet\Bus23.ElmTerm\Cub_8.StaCubic | 1 | cbk
Switch | Network Model.IntPrjfolder\Network Data.IntPrjfolder\Main Grid.ElmNet\Bus23.ElmTerm\Cub_9.StaCubic\Switch.StaSwitch | Network Model.IntPrjfolder\Network Data.IntPrjfolder\Main Grid.ElmNet\Bus23.ElmTerm\Cub_9.StaCubic | 1 | cbk
Switch | Network Model.IntPrjfolder\Network Data.IntPrjfolder\Main Grid.ElmNet\Bus3.ElmTerm\Cub_1.StaCubic\Switch.StaSwitch | Network Model.IntPrjfolder\Network Data.IntPrjfolder\Main Grid.ElmNet\Bus3.ElmTerm\Cub_1.StaCubic | 1 | cbk
Switch | Network Model.IntPrjfolder\Network Data.IntPrjfolder\Main Grid.ElmNet\Bus3.ElmTerm\Cub_2.StaCubic\Switch.StaSwitch | Network Model.IntPrjfolder\Network Data.IntPrjfolder\Main Grid.ElmNet\Bus3.ElmTerm\Cub_2.StaCubic | 1 | cbk
Switch | Network Model.IntPrjfolder\Network Data.IntPrjfolder\Main Grid.ElmNet\Bus1.ElmTerm\Cub_1.StaCubic\Switch.StaSwitch | Network Model.IntPrjfolder\Network Data.IntPrjfolder\Main Grid.ElmNet\Bus1.ElmTerm\Cub_1.StaCubic | 1 | cbk
Switch | Network Model.IntPrjfolder\Network Data.IntPrjfolder\Main Grid.ElmNet\Bus1.ElmTerm\Cub_2.StaCubic\Switch.StaSwitch | Network Model.IntPrjfolder\Network Data.IntPrjfolder\Main Grid.ElmNet\Bus1.ElmTerm\Cub_2.StaCubic | 1 | cbk
Switch | Network Model.IntPrjfolder\Network Data.IntPrjfolder\Main Grid.ElmNet\Bus4.ElmTerm\Cub_2.StaCubic\Switch.StaSwitch | Network Model.IntPrjfolder\Network Data.IntPrjfolder\Main Grid.ElmNet\Bus4.ElmTerm\Cub_2.StaCubic | 1 | cbk
Switch | Network Model.IntPrjfolder\Network Data.IntPrjfolder\Main Grid.ElmNet\Bus5.ElmTerm\Cub_2.StaCubic\Switch.StaSwitch | Network Model.IntPrjfolder\Network Data.IntPrjfolder\Main Grid.ElmNet\Bus5.ElmTerm\Cub_2.StaCubic | 1 | cbk
Switch | Network Model.IntPrjfolder\Network Data.IntPrjfolder\Main Grid.ElmNet\Terminal(3).ElmTerm\Cub_3.StaCubic\Switch.StaSwitch | Network Model.IntPrjfolder\Network Data.IntPrjfolder\Main Grid.ElmNet\Terminal(3).ElmTerm\Cub_3.StaCubic | 1 | cbk
Switch | Network Model.IntPrjfolder\Network Data.IntPrjfolder\Main Grid.ElmNet\Bus6.ElmTerm\Cub_1.StaCubic\Switch.StaSwitch | Network Model.IntPrjfolder\Network Data.IntPrjfolder\Main Grid.ElmNet\Bus6.ElmTerm\Cub_1.StaCubic | 1 | cbk
Switch | Network Model.IntPrjfolder\Network Data.IntPrjfolder\Main Grid.ElmNet\Bus6.ElmTerm\Cub_2.StaCubic\Switch.StaSwitch | Network Model.IntPrjfolder\Network Data.IntPrjfolder\Main Grid.ElmNet\Bus6.ElmTerm\Cub_2.StaCubic | 1 | cbk
Switch | Network Model.IntPrjfolder\Network Data.IntPrjfolder\Main Grid.ElmNet\Bus7.ElmTerm\Cub_1.StaCubic\Switch.StaSwitch | Network Model.IntPrjfolder\Network Data.IntPrjfolder\Main Grid.ElmNet\Bus7.ElmTerm\Cub_1.StaCubic | 1 | cbk
Switch | Network Model.IntPrjfolder\Network Data.IntPrjfolder\Main Grid.ElmNet\Bus7.ElmTerm\Cub_2.StaCubic\Switch.StaSwitch | Network Model.IntPrjfolder\Network Data.IntPrjfolder\Main Grid.ElmNet\Bus7.ElmTerm\Cub_2.StaCubic | 1 | cbk
Switch | Network Model.IntPrjfolder\Network Data.IntPrjfolder\Main Grid.ElmNet\Bus18.ElmTerm\Cub_1.StaCubic\Switch.StaSwitch | Network Model.IntPrjfolder\Network Data.IntPrjfolder\Main Grid.ElmNet\Bus18.ElmTerm\Cub_1.StaCubic | 1 | cbk
Switch | Network Model.IntPrjfolder\Network Data.IntPrjfolder\Main Grid.ElmNet\Bus18.ElmTerm\Cub_2.StaCubic\Switch.StaSwitch | Network Model.IntPrjfolder\Network Data.IntPrjfolder\Main Grid.ElmNet\Bus18.ElmTerm\Cub_2.StaCubic | 1 | cbk
Switch | Network Model.IntPrjfolder\Network Data.IntPrjfolder\Main Grid.ElmNet\Bus12.ElmTerm\Cub_1.StaCubic\Switch.StaSwitch | Network Model.IntPrjfolder\Network Data.IntPrjfolder\Main Grid.ElmNet\Bus12.ElmTerm\Cub_1.StaCubic | 1 | cbk
Switch | Network Model.IntPrjfolder\Network Data.IntPrjfolder\Main Grid.ElmNet\Bus12.ElmTerm\Cub_2.StaCubic\Switch.StaSwitch | Network Model.IntPrjfolder\Network Data.IntPrjfolder\Main Grid.ElmNet\Bus12.ElmTerm\Cub_2.StaCubic | 1 | cbk
Switch | Network Model.IntPrjfolder\Network Data.IntPrjfolder\Main Grid.ElmNet\Bus33.ElmTerm\Cub_1.StaCubic\Switch.StaSwitch | Network Model.IntPrjfolder\Network Data.IntPrjfolder\Main Grid.ElmNet\Bus33.ElmTerm\Cub_1.StaCubic | 1 | cbk
Switch | Network Model.IntPrjfolder\Network Data.IntPrjfolder\Main Grid.ElmNet\Bus33.ElmTerm\Cub_2.StaCubic\Switch.StaSwitch | Network Model.IntPrjfolder\Network Data.IntPrjfolder\Main Grid.ElmNet\Bus33.ElmTerm\Cub_2.StaCubic | 1 | cbk
Switch | Network Model.IntPrjfolder\Network Data.IntPrjfolder\Main Grid.ElmNet\Bus34.ElmTerm\Cub_1.StaCubic\Switch.StaSwitch | Network Model.IntPrjfolder\Network Data.IntPrjfolder\Main Grid.ElmNet\Bus34.ElmTerm\Cub_1.StaCubic | 1 | cbk
Switch | Network Model.IntPrjfolder\Network Data.IntPrjfolder\Main Grid.ElmNet\Bus34.ElmTerm\Cub_2.StaCubic\Switch.StaSwitch | Network Model.IntPrjfolder\Network Data.IntPrjfolder\Main Grid.ElmNet\Bus34.ElmTerm\Cub_2.StaCubic | 1 | cbk
Switch | Network Model.IntPrjfolder\Network Data.IntPrjfolder\Main Grid.ElmNet\Bus25.ElmTerm\Cub_1.StaCubic\Switch.StaSwitch | Network Model.IntPrjfolder\Network Data.IntPrjfolder\Main Grid.ElmNet\Bus25.ElmTerm\Cub_1.StaCubic | 1 | cbk
Switch | Network Model.IntPrjfolder\Network Data.IntPrjfolder\Main Grid.ElmNet\Bus25.ElmTerm\Cub_2.StaCubic\Switch.StaSwitch | Network Model.IntPrjfolder\Network Data.IntPrjfolder\Main Grid.ElmNet\Bus25.ElmTerm\Cub_2.StaCubic | 1 | cbk
Switch | Network Model.IntPrjfolder\Network Data.IntPrjfolder\Main Grid.ElmNet\Bus25.ElmTerm\Cub_3.StaCubic\Switch.StaSwitch | Network Model.IntPrjfolder\Network Data.IntPrjfolder\Main Grid.ElmNet\Bus25.ElmTerm\Cub_3.StaCubic | 1 | cbk
Switch | Network Model.IntPrjfolder\Network Data.IntPrjfolder\Main Grid.ElmNet\Bus27.ElmTerm\Cub_1.StaCubic\Switch.StaSwitch | Network Model.IntPrjfolder\Network Data.IntPrjfolder\Main Grid.ElmNet\Bus27.ElmTerm\Cub_1.StaCubic | 1 | cbk
Switch | Network Model.IntPrjfolder\Network Data.IntPrjfolder\Main Grid.ElmNet\Bus27.ElmTerm\Cub_2.StaCubic\Switch.StaSwitch | Network Model.IntPrjfolder\Network Data.IntPrjfolder\Main Grid.ElmNet\Bus27.ElmTerm\Cub_2.StaCubic | 1 | cbk
Switch | Network Model.IntPrjfolder\Network Data.IntPrjfolder\Main Grid.ElmNet\Bus27.ElmTerm\Cub_3.StaCubic\Switch.StaSwitch | Network Model.IntPrjfolder\Network Data.IntPrjfolder\Main Grid.ElmNet\Bus27.ElmTerm\Cub_3.StaCubic | 1 | cbk
Switch | Network Model.IntPrjfolder\Network Data.IntPrjfolder\Main Grid.ElmNet\Bus43.ElmTerm\Cub_1.StaCubic\Switch.StaSwitch | Network Model.IntPrjfolder\Network Data.IntPrjfolder\Main Grid.ElmNet\Bus43.ElmTerm\Cub_1.StaCubic | 1 | cbk
Switch | Network Model.IntPrjfolder\Network Data.IntPrjfolder\Main Grid.ElmNet\Bus43.ElmTerm\Cub_2.StaCubic\Switch.StaSwitch | Network Model.IntPrjfolder\Network Data.IntPrjfolder\Main Grid.ElmNet\Bus43.ElmTerm\Cub_2.StaCubic | 1 | cbk
Switch | Network Model.IntPrjfolder\Network Data.IntPrjfolder\Main Grid.ElmNet\Bus43.ElmTerm\Cub_3.StaCubic\Switch.StaSwitch | Network Model.IntPrjfolder\Network Data.IntPrjfolder\Main Grid.ElmNet\Bus43.ElmTerm\Cub_3.StaCubic | 1 | cbk
Switch | Network Model.IntPrjfolder\Network Data.IntPrjfolder\Main Grid.ElmNet\Bus62.ElmTerm\Cub_1.StaCubic\Switch.StaSwitch | Network Model.IntPrjfolder\Network Data.IntPrjfolder\Main Grid.ElmNet\Bus62.ElmTerm\Cub_1.StaCubic | 1 | cbk
Switch | Network Model.IntPrjfolder\Network Data.IntPrjfolder\Main Grid.ElmNet\Bus62.ElmTerm\Cub_2.StaCubic\Switch.StaSwitch | Network Model.IntPrjfolder\Network Data.IntPrjfolder\Main Grid.ElmNet\Bus62.ElmTerm\Cub_2.StaCubic | 1 | cbk
Switch | Network Model.IntPrjfolder\Network Data.IntPrjfolder\Main Grid.ElmNet\Bus66.ElmTerm\Cub_1.StaCubic\Switch.StaSwitch | Network Model.IntPrjfolder\Network Data.IntPrjfolder\Main Grid.ElmNet\Bus66.ElmTerm\Cub_1.StaCubic | 1 | cbk
Switch | Network Model.IntPrjfolder\Network Data.IntPrjfolder\Main Grid.ElmNet\Bus66.ElmTerm\Cub_2.StaCubic\Switch.StaSwitch | Network Model.IntPrjfolder\Network Data.IntPrjfolder\Main Grid.ElmNet\Bus66.ElmTerm\Cub_2.StaCubic | 1 | cbk
Switch | Network Model.IntPrjfolder\Network Data.IntPrjfolder\Main Grid.ElmNet\Bus70.ElmTerm\Cub_1.StaCubic\Switch.StaSwitch | Network Model.IntPrjfolder\Network Data.IntPrjfolder\Main Grid.ElmNet\Bus70.ElmTerm\Cub_1.StaCubic | 1 | cbk
Switch | Network Model.IntPrjfolder\Network Data.IntPrjfolder\Main Grid.ElmNet\Bus70.ElmTerm\Cub_2.StaCubic\Switch.StaSwitch | Network Model.IntPrjfolder\Network Data.IntPrjfolder\Main Grid.ElmNet\Bus70.ElmTerm\Cub_2.StaCubic | 1 | cbk
Switch | Network Model.IntPrjfolder\Network Data.IntPrjfolder\Main Grid.ElmNet\Bus208.ElmTerm\Cub_1.StaCubic\Switch.StaSwitch | Network Model.IntPrjfolder\Network Data.IntPrjfolder\Main Grid.ElmNet\Bus208.ElmTerm\Cub_1.StaCubic | 1 | cbk
Switch | Network Model.IntPrjfolder\Network Data.IntPrjfolder\Main Grid.ElmNet\Bus208.ElmTerm\Cub_2.StaCubic\Switch.StaSwitch | Network Model.IntPrjfolder\Network Data.IntPrjfolder\Main Grid.ElmNet\Bus208.ElmTerm\Cub_2.StaCubic | 1 | cbk
Switch | Network Model.IntPrjfolder\Network Data.IntPrjfolder\Main Grid.ElmNet\Bus212.ElmTerm\Cub_1.StaCubic\Switch.StaSwitch | Network Model.IntPrjfolder\Network Data.IntPrjfolder\Main Grid.ElmNet\Bus212.ElmTerm\Cub_1.StaCubic | 1 | cbk
Switch | Network Model.IntPrjfolder\Network Data.IntPrjfolder\Main Grid.ElmNet\Bus212.ElmTerm\Cub_2.StaCubic\Switch.StaSwitch | Network Model.IntPrjfolder\Network Data.IntPrjfolder\Main Grid.ElmNet\Bus212.ElmTerm\Cub_2.StaCubic | 1 | cbk
Switch | Network Model.IntPrjfolder\Network Data.IntPrjfolder\Main Grid.ElmNet\Bus215.ElmTerm\Cub_1.StaCubic\Switch.StaSwitch | Network Model.IntPrjfolder\Network Data.IntPrjfolder\Main Grid.ElmNet\Bus215.ElmTerm\Cub_1.StaCubic | 1 | cbk
Switch | Network Model.IntPrjfolder\Network Data.IntPrjfolder\Main Grid.ElmNet\Bus215.ElmTerm\Cub_2.StaCubic\Switch.StaSwitch | Network Model.IntPrjfolder\Network Data.IntPrjfolder\Main Grid.ElmNet\Bus215.ElmTerm\Cub_2.StaCubic | 1 | cbk
Switch | Network Model.IntPrjfolder\Network Data.IntPrjfolder\Main Grid.ElmNet\Terminal(9).ElmTerm\Cub_1.StaCubic\Switch.StaSwitch | Network Model.IntPrjfolder\Network Data.IntPrjfolder\Main Grid.ElmNet\Terminal(9).ElmTerm\Cub_1.StaCubic | 1 | cbk
Switch | Network Model.IntPrjfolder\Network Data.IntPrjfolder\Main Grid.ElmNet\Terminal(9).ElmTerm\Cub_2.StaCubic\Switch.StaSwitch | Network Model.IntPrjfolder\Network Data.IntPrjfolder\Main Grid.ElmNet\Terminal(9).ElmTerm\Cub_2.StaCubic | 1 | cbk
Switch | Network Model.IntPrjfolder\Network Data.IntPrjfolder\Main Grid.ElmNet\Bus222.ElmTerm\Cub_1.StaCubic\Switch.StaSwitch | Network Model.IntPrjfolder\Network Data.IntPrjfolder\Main Grid.ElmNet\Bus222.ElmTerm\Cub_1.StaCubic | 1 | cbk
Switch | Network Model.IntPrjfolder\Network Data.IntPrjfolder\Main Grid.ElmNet\Bus222.ElmTerm\Cub_2.StaCubic\Switch.StaSwitch | Network Model.IntPrjfolder\Network Data.IntPrjfolder\Main Grid.ElmNet\Bus222.ElmTerm\Cub_2.StaCubic | 1 | cbk
Switch | Network Model.IntPrjfolder\Network Data.IntPrjfolder\Main Grid.ElmNet\Bus226.ElmTerm\Cub_1.StaCubic\Switch.StaSwitch | Network Model.IntPrjfolder\Network Data.IntPrjfolder\Main Grid.ElmNet\Bus226.ElmTerm\Cub_1.StaCubic | 1 | cbk
Switch | Network Model.IntPrjfolder\Network Data.IntPrjfolder\Main Grid.ElmNet\Bus226.ElmTerm\Cub_2.StaCubic\Switch.StaSwitch | Network Model.IntPrjfolder\Network Data.IntPrjfolder\Main Grid.ElmNet\Bus226.ElmTerm\Cub_2.StaCubic | 1 | cbk
Switch | Network Model.IntPrjfolder\Network Data.IntPrjfolder\Main Grid.ElmNet\Bus184.ElmTerm\Cub_1.StaCubic\Switch.StaSwitch | Network Model.IntPrjfolder\Network Data.IntPrjfolder\Main Grid.ElmNet\Bus184.ElmTerm\Cub_1.StaCubic | 1 | cbk
Switch | Network Model.IntPrjfolder\Network Data.IntPrjfolder\Main Grid.ElmNet\Bus184.ElmTerm\Cub_2.StaCubic\Switch.StaSwitch | Network Model.IntPrjfolder\Network Data.IntPrjfolder\Main Grid.ElmNet\Bus184.ElmTerm\Cub_2.StaCubic | 1 | cbk
Switch | Network Model.IntPrjfolder\Network Data.IntPrjfolder\Main Grid.ElmNet\Bus184.ElmTerm\Cub_3.StaCubic\Switch.StaSwitch | Network Model.IntPrjfolder\Network Data.IntPrjfolder\Main Grid.ElmNet\Bus184.ElmTerm\Cub_3.StaCubic | 1 | cbk
Switch | Network Model.IntPrjfolder\Network Data.IntPrjfolder\Main Grid.ElmNet\Bus13.ElmTerm\Cub_1.StaCubic\Switch.StaSwitch | Network Model.IntPrjfolder\Network Data.IntPrjfolder\Main Grid.ElmNet\Bus13.ElmTerm\Cub_1.StaCubic | 1 | cbk
Switch | Network Model.IntPrjfolder\Network Data.IntPrjfolder\Main Grid.ElmNet\Bus13.ElmTerm\Cub_2.StaCubic\Switch.StaSwitch | Network Model.IntPrjfolder\Network Data.IntPrjfolder\Main Grid.ElmNet\Bus13.ElmTerm\Cub_2.StaCubic | 1 | cbk
Switch | Network Model.IntPrjfolder\Network Data.IntPrjfolder\Main Grid.ElmNet\Bus14.ElmTerm\Cub_1.StaCubic\Switch.StaSwitch | Network Model.IntPrjfolder\Network Data.IntPrjfolder\Main Grid.ElmNet\Bus14.ElmTerm\Cub_1.StaCubic | 1 | cbk
Switch | Network Model.IntPrjfolder\Network Data.IntPrjfolder\Main Grid.ElmNet\Bus14.ElmTerm\Cub_2.StaCubic\Switch.StaSwitch | Network Model.IntPrjfolder\Network Data.IntPrjfolder\Main Grid.ElmNet\Bus14.ElmTerm\Cub_2.StaCubic | 1 | cbk
Switch | Network Model.IntPrjfolder\Network Data.IntPrjfolder\Main Grid.ElmNet\Bus14.ElmTerm\Cub_3.StaCubic\Switch.StaSwitch | Network Model.IntPrjfolder\Network Data.IntPrjfolder\Main Grid.ElmNet\Bus14.ElmTerm\Cub_3.StaCubic | 1 | cbk
Switch | Network Model.IntPrjfolder\Network Data.IntPrjfolder\Main Grid.ElmNet\Bus28.ElmTerm\Cub_1.StaCubic\Switch.StaSwitch | Network Model.IntPrjfolder\Network Data.IntPrjfolder\Main Grid.ElmNet\Bus28.ElmTerm\Cub_1.StaCubic | 1 | cbk
Switch | Network Model.IntPrjfolder\Network Data.IntPrjfolder\Main Grid.ElmNet\Bus28.ElmTerm\Cub_2.StaCubic\Switch.StaSwitch | Network Model.IntPrjfolder\Network Data.IntPrjfolder\Main Grid.ElmNet\Bus28.ElmTerm\Cub_2.StaCubic | 1 | cbk
Switch | Network Model.IntPrjfolder\Network Data.IntPrjfolder\Main Grid.ElmNet\Bus28.ElmTerm\Cub_3.StaCubic\Switch.StaSwitch | Network Model.IntPrjfolder\Network Data.IntPrjfolder\Main Grid.ElmNet\Bus28.ElmTerm\Cub_3.StaCubic | 1 | cbk
Switch | Network Model.IntPrjfolder\Network Data.IntPrjfolder\Main Grid.ElmNet\Bus36.ElmTerm\Cub_1.StaCubic\Switch.StaSwitch | Network Model.IntPrjfolder\Network Data.IntPrjfolder\Main Grid.ElmNet\Bus36.ElmTerm\Cub_1.StaCubic | 1 | cbk
Switch | Network Model.IntPrjfolder\Network Data.IntPrjfolder\Main Grid.ElmNet\Bus36.ElmTerm\Cub_2.StaCubic\Switch.StaSwitch | Network Model.IntPrjfolder\Network Data.IntPrjfolder\Main Grid.ElmNet\Bus36.ElmTerm\Cub_2.StaCubic | 1 | cbk
Switch | Network Model.IntPrjfolder\Network Data.IntPrjfolder\Main Grid.ElmNet\Bus36.ElmTerm\Cub_3.StaCubic\Switch.StaSwitch | Network Model.IntPrjfolder\Network Data.IntPrjfolder\Main Grid.ElmNet\Bus36.ElmTerm\Cub_3.StaCubic | 1 | cbk
Switch | Network Model.IntPrjfolder\Network Data.IntPrjfolder\Main Grid.ElmNet\Bus74.ElmTerm\Cub_1.StaCubic\Switch.StaSwitch | Network Model.IntPrjfolder\Network Data.IntPrjfolder\Main Grid.ElmNet\Bus74.ElmTerm\Cub_1.StaCubic | 1 | cbk
Switch | Network Model.IntPrjfolder\Network Data.IntPrjfolder\Main Grid.ElmNet\Bus74.ElmTerm\Cub_2.StaCubic\Switch.StaSwitch | Network Model.IntPrjfolder\Network Data.IntPrjfolder\Main Grid.ElmNet\Bus74.ElmTerm\Cub_2.StaCubic | 1 | cbk
Switch | Network Model.IntPrjfolder\Network Data.IntPrjfolder\Main Grid.ElmNet\Bus74.ElmTerm\Cub_3.StaCubic\Switch.StaSwitch | Network Model.IntPrjfolder\Network Data.IntPrjfolder\Main Grid.ElmNet\Bus74.ElmTerm\Cub_3.StaCubic | 1 | cbk
Switch | Network Model.IntPrjfolder\Network Data.IntPrjfolder\Main Grid.ElmNet\Bus39.ElmTerm\Cub_1.StaCubic\Switch.StaSwitch | Network Model.IntPrjfolder\Network Data.IntPrjfolder\Main Grid.ElmNet\Bus39.ElmTerm\Cub_1.StaCubic | 1 | cbk
Switch | Network Model.IntPrjfolder\Network Data.IntPrjfolder\Main Grid.ElmNet\Bus39.ElmTerm\Cub_2.StaCubic\Switch.StaSwitch | Network Model.IntPrjfolder\Network Data.IntPrjfolder\Main Grid.ElmNet\Bus39.ElmTerm\Cub_2.StaCubic | 1 | cbk
Switch | Network Model.IntPrjfolder\Network Data.IntPrjfolder\Main Grid.ElmNet\Bus39.ElmTerm\Cub_3.StaCubic\Switch.StaSwitch | Network Model.IntPrjfolder\Network Data.IntPrjfolder\Main Grid.ElmNet\Bus39.ElmTerm\Cub_3.StaCubic | 1 | cbk
Switch | Network Model.IntPrjfolder\Network Data.IntPrjfolder\Main Grid.ElmNet\Bus82.ElmTerm\Cub_1.StaCubic\Switch.StaSwitch | Network Model.IntPrjfolder\Network Data.IntPrjfolder\Main Grid.ElmNet\Bus82.ElmTerm\Cub_1.StaCubic | 1 | cbk
Switch | Network Model.IntPrjfolder\Network Data.IntPrjfolder\Main Grid.ElmNet\Bus82.ElmTerm\Cub_2.StaCubic\Switch.StaSwitch | Network Model.IntPrjfolder\Network Data.IntPrjfolder\Main Grid.ElmNet\Bus82.ElmTerm\Cub_2.StaCubic | 1 | cbk
Switch | Network Model.IntPrjfolder\Network Data.IntPrjfolder\Main Grid.ElmNet\Bus82.ElmTerm\Cub_3.StaCubic\Switch.StaSwitch | Network Model.IntPrjfolder\Network Data.IntPrjfolder\Main Grid.ElmNet\Bus82.ElmTerm\Cub_3.StaCubic | 1 | cbk
Switch | Network Model.IntPrjfolder\Network Data.IntPrjfolder\Main Grid.ElmNet\Bus91.ElmTerm\Cub_1.StaCubic\Switch.StaSwitch | Network Model.IntPrjfolder\Network Data.IntPrjfolder\Main Grid.ElmNet\Bus91.ElmTerm\Cub_1.StaCubic | 1 | cbk
Switch | Network Model.IntPrjfolder\Network Data.IntPrjfolder\Main Grid.ElmNet\Bus91.ElmTerm\Cub_2.StaCubic\Switch.StaSwitch | Network Model.IntPrjfolder\Network Data.IntPrjfolder\Main Grid.ElmNet\Bus91.ElmTerm\Cub_2.StaCubic | 1 | cbk
Switch | Network Model.IntPrjfolder\Network Data.IntPrjfolder\Main Grid.ElmNet\Bus91.ElmTerm\Cub_3.StaCubic\Switch.StaSwitch | Network Model.IntPrjfolder\Network Data.IntPrjfolder\Main Grid.ElmNet\Bus91.ElmTerm\Cub_3.StaCubic | 1 | cbk
Switch | Network Model.IntPrjfolder\Network Data.IntPrjfolder\Main Grid.ElmNet\Bus84.ElmTerm\Cub_1.StaCubic\Switch.StaSwitch | Network Model.IntPrjfolder\Network Data.IntPrjfolder\Main Grid.ElmNet\Bus84.ElmTerm\Cub_1.StaCubic | 1 | cbk
Switch | Network Model.IntPrjfolder\Network Data.IntPrjfolder\Main Grid.ElmNet\Bus84.ElmTerm\Cub_2.StaCubic\Switch.StaSwitch | Network Model.IntPrjfolder\Network Data.IntPrjfolder\Main Grid.ElmNet\Bus84.ElmTerm\Cub_2.StaCubic | 1 | cbk
Switch | Network Model.IntPrjfolder\Network Data.IntPrjfolder\Main Grid.ElmNet\Bus84.ElmTerm\Cub_3.StaCubic\Switch.StaSwitch | Network Model.IntPrjfolder\Network Data.IntPrjfolder\Main Grid.ElmNet\Bus84.ElmTerm\Cub_3.StaCubic | 1 | cbk
Switch | Network Model.IntPrjfolder\Network Data.IntPrjfolder\Main Grid.ElmNet\Bus86.ElmTerm\Cub_1.StaCubic\Switch.StaSwitch | Network Model.IntPrjfolder\Network Data.IntPrjfolder\Main Grid.ElmNet\Bus86.ElmTerm\Cub_1.StaCubic | 1 | cbk
Switch | Network Model.IntPrjfolder\Network Data.IntPrjfolder\Main Grid.ElmNet\Bus86.ElmTerm\Cub_2.StaCubic\Switch.StaSwitch | Network Model.IntPrjfolder\Network Data.IntPrjfolder\Main Grid.ElmNet\Bus86.ElmTerm\Cub_2.StaCubic | 1 | cbk
Switch | Network Model.IntPrjfolder\Network Data.IntPrjfolder\Main Grid.ElmNet\Bus86.ElmTerm\Cub_3.StaCubic\Switch.StaSwitch | Network Model.IntPrjfolder\Network Data.IntPrjfolder\Main Grid.ElmNet\Bus86.ElmTerm\Cub_3.StaCubic | 1 | cbk
Switch | Network Model.IntPrjfolder\Network Data.IntPrjfolder\Main Grid.ElmNet\Bus86.ElmTerm\Cub_4.StaCubic\Switch.StaSwitch | Network Model.IntPrjfolder\Network Data.IntPrjfolder\Main Grid.ElmNet\Bus86.ElmTerm\Cub_4.StaCubic | 1 | cbk
Switch | Network Model.IntPrjfolder\Network Data.IntPrjfolder\Main Grid.ElmNet\Bus88.ElmTerm\Cub_1.StaCubic\Switch.StaSwitch | Network Model.IntPrjfolder\Network Data.IntPrjfolder\Main Grid.ElmNet\Bus88.ElmTerm\Cub_1.StaCubic | 1 | cbk
Switch | Network Model.IntPrjfolder\Network Data.IntPrjfolder\Main Grid.ElmNet\Bus88.ElmTerm\Cub_2.StaCubic\Switch.StaSwitch | Network Model.IntPrjfolder\Network Data.IntPrjfolder\Main Grid.ElmNet\Bus88.ElmTerm\Cub_2.StaCubic | 1 | cbk
Switch | Network Model.IntPrjfolder\Network Data.IntPrjfolder\Main Grid.ElmNet\Bus88.ElmTerm\Cub_3.StaCubic\Switch.StaSwitch | Network Model.IntPrjfolder\Network Data.IntPrjfolder\Main Grid.ElmNet\Bus88.ElmTerm\Cub_3.StaCubic | 1 | cbk
Switch | Network Model.IntPrjfolder\Network Data.IntPrjfolder\Main Grid.ElmNet\Bus95.ElmTerm\Cub_1.StaCubic\Switch.StaSwitch | Network Model.IntPrjfolder\Network Data.IntPrjfolder\Main Grid.ElmNet\Bus95.ElmTerm\Cub_1.StaCubic | 1 | cbk
Switch | Network Model.IntPrjfolder\Network Data.IntPrjfolder\Main Grid.ElmNet\Bus95.ElmTerm\Cub_2.StaCubic\Switch.StaSwitch | Network Model.IntPrjfolder\Network Data.IntPrjfolder\Main Grid.ElmNet\Bus95.ElmTerm\Cub_2.StaCubic | 1 | cbk
Switch | Network Model.IntPrjfolder\Network Data.IntPrjfolder\Main Grid.ElmNet\Bus95.ElmTerm\Cub_3.StaCubic\Switch.StaSwitch | Network Model.IntPrjfolder\Network Data.IntPrjfolder\Main Grid.ElmNet\Bus95.ElmTerm\Cub_3.StaCubic | 1 | cbk
Switch | Network Model.IntPrjfolder\Network Data.IntPrjfolder\Main Grid.ElmNet\Bus97.ElmTerm\Cub_1.StaCubic\Switch.StaSwitch | Network Model.IntPrjfolder\Network Data.IntPrjfolder\Main Grid.ElmNet\Bus97.ElmTerm\Cub_1.StaCubic | 1 | cbk
Switch | Network Model.IntPrjfolder\Network Data.IntPrjfolder\Main Grid.ElmNet\Bus97.ElmTerm\Cub_2.StaCubic\Switch.StaSwitch | Network Model.IntPrjfolder\Network Data.IntPrjfolder\Main Grid.ElmNet\Bus97.ElmTerm\Cub_2.StaCubic | 1 | cbk
Switch | Network Model.IntPrjfolder\Network Data.IntPrjfolder\Main Grid.ElmNet\Bus97.ElmTerm\Cub_3.StaCubic\Switch.StaSwitch | Network Model.IntPrjfolder\Network Data.IntPrjfolder\Main Grid.ElmNet\Bus97.ElmTerm\Cub_3.StaCubic | 1 | cbk
Switch | Network Model.IntPrjfolder\Network Data.IntPrjfolder\Main Grid.ElmNet\Bus99.ElmTerm\Cub_1.StaCubic\Switch.StaSwitch | Network Model.IntPrjfolder\Network Data.IntPrjfolder\Main Grid.ElmNet\Bus99.ElmTerm\Cub_1.StaCubic | 1 | cbk
Switch | Network Model.IntPrjfolder\Network Data.IntPrjfolder\Main Grid.ElmNet\Bus99.ElmTerm\Cub_2.StaCubic\Switch.StaSwitch | Network Model.IntPrjfolder\Network Data.IntPrjfolder\Main Grid.ElmNet\Bus99.ElmTerm\Cub_2.StaCubic | 1 | cbk
Switch | Network Model.IntPrjfolder\Network Data.IntPrjfolder\Main Grid.ElmNet\Bus99.ElmTerm\Cub_3.StaCubic\Switch.StaSwitch | Network Model.IntPrjfolder\Network Data.IntPrjfolder\Main Grid.ElmNet\Bus99.ElmTerm\Cub_3.StaCubic | 1 | cbk
Switch | Network Model.IntPrjfolder\Network Data.IntPrjfolder\Main Grid.ElmNet\Bus101.ElmTerm\Cub_1.StaCubic\Switch.StaSwitch | Network Model.IntPrjfolder\Network Data.IntPrjfolder\Main Grid.ElmNet\Bus101.ElmTerm\Cub_1.StaCubic | 1 | cbk
Switch | Network Model.IntPrjfolder\Network Data.IntPrjfolder\Main Grid.ElmNet\Bus101.ElmTerm\Cub_2.StaCubic\Switch.StaSwitch | Network Model.IntPrjfolder\Network Data.IntPrjfolder\Main Grid.ElmNet\Bus101.ElmTerm\Cub_2.StaCubic | 1 | cbk
Switch | Network Model.IntPrjfolder\Network Data.IntPrjfolder\Main Grid.ElmNet\Bus101.ElmTerm\Cub_3.StaCubic\Switch.StaSwitch | Network Model.IntPrjfolder\Network Data.IntPrjfolder\Main Grid.ElmNet\Bus101.ElmTerm\Cub_3.StaCubic | 1 | cbk
Switch | Network Model.IntPrjfolder\Network Data.IntPrjfolder\Main Grid.ElmNet\Bus270.ElmTerm\Cub_1.StaCubic\Switch.StaSwitch | Network Model.IntPrjfolder\Network Data.IntPrjfolder\Main Grid.ElmNet\Bus270.ElmTerm\Cub_1.StaCubic | 1 | cbk
Switch | Network Model.IntPrjfolder\Network Data.IntPrjfolder\Main Grid.ElmNet\Bus270.ElmTerm\Cub_2.StaCubic\Switch.StaSwitch | Network Model.IntPrjfolder\Network Data.IntPrjfolder\Main Grid.ElmNet\Bus270.ElmTerm\Cub_2.StaCubic | 1 | cbk
Switch | Network Model.IntPrjfolder\Network Data.IntPrjfolder\Main Grid.ElmNet\Bus270.ElmTerm\Cub_3.StaCubic\Switch.StaSwitch | Network Model.IntPrjfolder\Network Data.IntPrjfolder\Main Grid.ElmNet\Bus270.ElmTerm\Cub_3.StaCubic | 1 | cbk
Switch | Network Model.IntPrjfolder\Network Data.IntPrjfolder\Main Grid.ElmNet\Bus105.ElmTerm\Cub_1.StaCubic\Switch.StaSwitch | Network Model.IntPrjfolder\Network Data.IntPrjfolder\Main Grid.ElmNet\Bus105.ElmTerm\Cub_1.StaCubic | 1 | cbk
Switch | Network Model.IntPrjfolder\Network Data.IntPrjfolder\Main Grid.ElmNet\Bus105.ElmTerm\Cub_2.StaCubic\Switch.StaSwitch | Network Model.IntPrjfolder\Network Data.IntPrjfolder\Main Grid.ElmNet\Bus105.ElmTerm\Cub_2.StaCubic | 1 | cbk
Switch | Network Model.IntPrjfolder\Network Data.IntPrjfolder\Main Grid.ElmNet\Bus105.ElmTerm\Cub_3.StaCubic\Switch.StaSwitch | Network Model.IntPrjfolder\Network Data.IntPrjfolder\Main Grid.ElmNet\Bus105.ElmTerm\Cub_3.StaCubic | 1 | cbk
Switch | Network Model.IntPrjfolder\Network Data.IntPrjfolder\Main Grid.ElmNet\Bus105.ElmTerm\Cub_4.StaCubic\Switch.StaSwitch | Network Model.IntPrjfolder\Network Data.IntPrjfolder\Main Grid.ElmNet\Bus105.ElmTerm\Cub_4.StaCubic | 1 | cbk
Switch | Network Model.IntPrjfolder\Network Data.IntPrjfolder\Main Grid.ElmNet\Bus276.ElmTerm\Cub_1.StaCubic\Switch.StaSwitch | Network Model.IntPrjfolder\Network Data.IntPrjfolder\Main Grid.ElmNet\Bus276.ElmTerm\Cub_1.StaCubic | 1 | cbk
Switch | Network Model.IntPrjfolder\Network Data.IntPrjfolder\Main Grid.ElmNet\Bus276.ElmTerm\Cub_2.StaCubic\Switch.StaSwitch | Network Model.IntPrjfolder\Network Data.IntPrjfolder\Main Grid.ElmNet\Bus276.ElmTerm\Cub_2.StaCubic | 1 | cbk
Switch | Network Model.IntPrjfolder\Network Data.IntPrjfolder\Main Grid.ElmNet\Bus276.ElmTerm\Cub_3.StaCubic\Switch.StaSwitch | Network Model.IntPrjfolder\Network Data.IntPrjfolder\Main Grid.ElmNet\Bus276.ElmTerm\Cub_3.StaCubic | 1 | cbk
Switch | Network Model.IntPrjfolder\Network Data.IntPrjfolder\Main Grid.ElmNet\Bus103.ElmTerm\Cub_1.StaCubic\Switch.StaSwitch | Network Model.IntPrjfolder\Network Data.IntPrjfolder\Main Grid.ElmNet\Bus103.ElmTerm\Cub_1.StaCubic | 1 | cbk
Switch | Network Model.IntPrjfolder\Network Data.IntPrjfolder\Main Grid.ElmNet\Bus103.ElmTerm\Cub_2.StaCubic\Switch.StaSwitch | Network Model.IntPrjfolder\Network Data.IntPrjfolder\Main Grid.ElmNet\Bus103.ElmTerm\Cub_2.StaCubic | 1 | cbk
Switch | Network Model.IntPrjfolder\Network Data.IntPrjfolder\Main Grid.ElmNet\Bus103.ElmTerm\Cub_3.StaCubic\Switch.StaSwitch | Network Model.IntPrjfolder\Network Data.IntPrjfolder\Main Grid.ElmNet\Bus103.ElmTerm\Cub_3.StaCubic | 1 | cbk
Switch | Network Model.IntPrjfolder\Network Data.IntPrjfolder\Main Grid.ElmNet\Bus108.ElmTerm\Cub_2.StaCubic\Switch.StaSwitch | Network Model.IntPrjfolder\Network Data.IntPrjfolder\Main Grid.ElmNet\Bus108.ElmTerm\Cub_2.StaCubic | 1 | cbk
Switch | Network Model.IntPrjfolder\Network Data.IntPrjfolder\Main Grid.ElmNet\Bus107.ElmTerm\Cub_1.StaCubic\Switch.StaSwitch | Network Model.IntPrjfolder\Network Data.IntPrjfolder\Main Grid.ElmNet\Bus107.ElmTerm\Cub_1.StaCubic | 1 | cbk
Switch | Network Model.IntPrjfolder\Network Data.IntPrjfolder\Main Grid.ElmNet\Bus107.ElmTerm\Cub_2.StaCubic\Switch.StaSwitch | Network Model.IntPrjfolder\Network Data.IntPrjfolder\Main Grid.ElmNet\Bus107.ElmTerm\Cub_2.StaCubic | 1 | cbk
Switch | Network Model.IntPrjfolder\Network Data.IntPrjfolder\Main Grid.ElmNet\Bus107.ElmTerm\Cub_3.StaCubic\Switch.StaSwitch | Network Model.IntPrjfolder\Network Data.IntPrjfolder\Main Grid.ElmNet\Bus107.ElmTerm\Cub_3.StaCubic | 1 | cbk
Switch | Network Model.IntPrjfolder\Network Data.IntPrjfolder\Main Grid.ElmNet\Bus110.ElmTerm\Cub_1.StaCubic\Switch.StaSwitch | Network Model.IntPrjfolder\Network Data.IntPrjfolder\Main Grid.ElmNet\Bus110.ElmTerm\Cub_1.StaCubic | 1 | cbk
Switch | Network Model.IntPrjfolder\Network Data.IntPrjfolder\Main Grid.ElmNet\Bus110.ElmTerm\Cub_2.StaCubic\Switch.StaSwitch | Network Model.IntPrjfolder\Network Data.IntPrjfolder\Main Grid.ElmNet\Bus110.ElmTerm\Cub_2.StaCubic | 1 | cbk
Switch | Network Model.IntPrjfolder\Network Data.IntPrjfolder\Main Grid.ElmNet\Bus110.ElmTerm\Cub_3.StaCubic\Switch.StaSwitch | Network Model.IntPrjfolder\Network Data.IntPrjfolder\Main Grid.ElmNet\Bus110.ElmTerm\Cub_3.StaCubic | 1 | cbk
Switch | Network Model.IntPrjfolder\Network Data.IntPrjfolder\Main Grid.ElmNet\Bus112.ElmTerm\Cub_1.StaCubic\Switch.StaSwitch | Network Model.IntPrjfolder\Network Data.IntPrjfolder\Main Grid.ElmNet\Bus112.ElmTerm\Cub_1.StaCubic | 1 | cbk
Switch | Network Model.IntPrjfolder\Network Data.IntPrjfolder\Main Grid.ElmNet\Bus112.ElmTerm\Cub_2.StaCubic\Switch.StaSwitch | Network Model.IntPrjfolder\Network Data.IntPrjfolder\Main Grid.ElmNet\Bus112.ElmTerm\Cub_2.StaCubic | 1 | cbk
Switch | Network Model.IntPrjfolder\Network Data.IntPrjfolder\Main Grid.ElmNet\Bus112.ElmTerm\Cub_3.StaCubic\Switch.StaSwitch | Network Model.IntPrjfolder\Network Data.IntPrjfolder\Main Grid.ElmNet\Bus112.ElmTerm\Cub_3.StaCubic | 1 | cbk
Switch | Network Model.IntPrjfolder\Network Data.IntPrjfolder\Main Grid.ElmNet\Bus284.ElmTerm\Cub_1.StaCubic\Switch.StaSwitch | Network Model.IntPrjfolder\Network Data.IntPrjfolder\Main Grid.ElmNet\Bus284.ElmTerm\Cub_1.StaCubic | 1 | cbk
Switch | Network Model.IntPrjfolder\Network Data.IntPrjfolder\Main Grid.ElmNet\Bus284.ElmTerm\Cub_2.StaCubic\Switch.StaSwitch | Network Model.IntPrjfolder\Network Data.IntPrjfolder\Main Grid.ElmNet\Bus284.ElmTerm\Cub_2.StaCubic | 1 | cbk
Switch | Network Model.IntPrjfolder\Network Data.IntPrjfolder\Main Grid.ElmNet\Bus284.ElmTerm\Cub_3.StaCubic\Switch.StaSwitch | Network Model.IntPrjfolder\Network Data.IntPrjfolder\Main Grid.ElmNet\Bus284.ElmTerm\Cub_3.StaCubic | 1 | cbk
Switch | Network Model.IntPrjfolder\Network Data.IntPrjfolder\Main Grid.ElmNet\Bus286.ElmTerm\Cub_1.StaCubic\Switch.StaSwitch | Network Model.IntPrjfolder\Network Data.IntPrjfolder\Main Grid.ElmNet\Bus286.ElmTerm\Cub_1.StaCubic | 1 | cbk
Switch | Network Model.IntPrjfolder\Network Data.IntPrjfolder\Main Grid.ElmNet\Bus286.ElmTerm\Cub_2.StaCubic\Switch.StaSwitch | Network Model.IntPrjfolder\Network Data.IntPrjfolder\Main Grid.ElmNet\Bus286.ElmTerm\Cub_2.StaCubic | 1 | cbk
Switch | Network Model.IntPrjfolder\Network Data.IntPrjfolder\Main Grid.ElmNet\Bus286.ElmTerm\Cub_3.StaCubic\Switch.StaSwitch | Network Model.IntPrjfolder\Network Data.IntPrjfolder\Main Grid.ElmNet\Bus286.ElmTerm\Cub_3.StaCubic | 1 | cbk
Switch | Network Model.IntPrjfolder\Network Data.IntPrjfolder\Main Grid.ElmNet\Bus289.ElmTerm\Cub_1.StaCubic\Switch.StaSwitch | Network Model.IntPrjfolder\Network Data.IntPrjfolder\Main Grid.ElmNet\Bus289.ElmTerm\Cub_1.StaCubic | 1 | cbk
Switch | Network Model.IntPrjfolder\Network Data.IntPrjfolder\Main Grid.ElmNet\Bus289.ElmTerm\Cub_2.StaCubic\Switch.StaSwitch | Network Model.IntPrjfolder\Network Data.IntPrjfolder\Main Grid.ElmNet\Bus289.ElmTerm\Cub_2.StaCubic | 1 | cbk
Switch | Network Model.IntPrjfolder\Network Data.IntPrjfolder\Main Grid.ElmNet\Bus289.ElmTerm\Cub_3.StaCubic\Switch.StaSwitch | Network Model.IntPrjfolder\Network Data.IntPrjfolder\Main Grid.ElmNet\Bus289.ElmTerm\Cub_3.StaCubic | 1 | cbk
Switch | Network Model.IntPrjfolder\Network Data.IntPrjfolder\Main Grid.ElmNet\Bus115.ElmTerm\Cub_1.StaCubic\Switch.StaSwitch | Network Model.IntPrjfolder\Network Data.IntPrjfolder\Main Grid.ElmNet\Bus115.ElmTerm\Cub_1.StaCubic | 1 | cbk
Switch | Network Model.IntPrjfolder\Network Data.IntPrjfolder\Main Grid.ElmNet\Bus115.ElmTerm\Cub_2.StaCubic\Switch.StaSwitch | Network Model.IntPrjfolder\Network Data.IntPrjfolder\Main Grid.ElmNet\Bus115.ElmTerm\Cub_2.StaCubic | 1 | cbk
Switch | Network Model.IntPrjfolder\Network Data.IntPrjfolder\Main Grid.ElmNet\Bus115.ElmTerm\Cub_3.StaCubic\Switch.StaSwitch | Network Model.IntPrjfolder\Network Data.IntPrjfolder\Main Grid.ElmNet\Bus115.ElmTerm\Cub_3.StaCubic | 1 | cbk
Switch | Network Model.IntPrjfolder\Network Data.IntPrjfolder\Main Grid.ElmNet\Bus117.ElmTerm\Cub_1.StaCubic\Switch.StaSwitch | Network Model.IntPrjfolder\Network Data.IntPrjfolder\Main Grid.ElmNet\Bus117.ElmTerm\Cub_1.StaCubic | 1 | cbk
Switch | Network Model.IntPrjfolder\Network Data.IntPrjfolder\Main Grid.ElmNet\Bus117.ElmTerm\Cub_2.StaCubic\Switch.StaSwitch | Network Model.IntPrjfolder\Network Data.IntPrjfolder\Main Grid.ElmNet\Bus117.ElmTerm\Cub_2.StaCubic | 1 | cbk
Switch | Network Model.IntPrjfolder\Network Data.IntPrjfolder\Main Grid.ElmNet\Bus117.ElmTerm\Cub_3.StaCubic\Switch.StaSwitch | Network Model.IntPrjfolder\Network Data.IntPrjfolder\Main Grid.ElmNet\Bus117.ElmTerm\Cub_3.StaCubic | 1 | cbk
Switch | Network Model.IntPrjfolder\Network Data.IntPrjfolder\Main Grid.ElmNet\Bus117.ElmTerm\Cub_4.StaCubic\Switch.StaSwitch | Network Model.IntPrjfolder\Network Data.IntPrjfolder\Main Grid.ElmNet\Bus117.ElmTerm\Cub_4.StaCubic | 1 | cbk
Switch | Network Model.IntPrjfolder\Network Data.IntPrjfolder\Main Grid.ElmNet\Bus121.ElmTerm\Cub_1.StaCubic\Switch.StaSwitch | Network Model.IntPrjfolder\Network Data.IntPrjfolder\Main Grid.ElmNet\Bus121.ElmTerm\Cub_1.StaCubic | 1 | cbk
Switch | Network Model.IntPrjfolder\Network Data.IntPrjfolder\Main Grid.ElmNet\Bus121.ElmTerm\Cub_2.StaCubic\Switch.StaSwitch | Network Model.IntPrjfolder\Network Data.IntPrjfolder\Main Grid.ElmNet\Bus121.ElmTerm\Cub_2.StaCubic | 1 | cbk
Switch | Network Model.IntPrjfolder\Network Data.IntPrjfolder\Main Grid.ElmNet\Bus121.ElmTerm\Cub_3.StaCubic\Switch.StaSwitch | Network Model.IntPrjfolder\Network Data.IntPrjfolder\Main Grid.ElmNet\Bus121.ElmTerm\Cub_3.StaCubic | 1 | cbk
Switch | Network Model.IntPrjfolder\Network Data.IntPrjfolder\Main Grid.ElmNet\Bus122.ElmTerm\Cub_1.StaCubic\Switch.StaSwitch | Network Model.IntPrjfolder\Network Data.IntPrjfolder\Main Grid.ElmNet\Bus122.ElmTerm\Cub_1.StaCubic | 1 | cbk
Switch | Network Model.IntPrjfolder\Network Data.IntPrjfolder\Main Grid.ElmNet\Bus122.ElmTerm\Cub_2.StaCubic\Switch.StaSwitch | Network Model.IntPrjfolder\Network Data.IntPrjfolder\Main Grid.ElmNet\Bus122.ElmTerm\Cub_2.StaCubic | 1 | cbk
Switch | Network Model.IntPrjfolder\Network Data.IntPrjfolder\Main Grid.ElmNet\Bus122.ElmTerm\Cub_3.StaCubic\Switch.StaSwitch | Network Model.IntPrjfolder\Network Data.IntPrjfolder\Main Grid.ElmNet\Bus122.ElmTerm\Cub_3.StaCubic | 1 | cbk
Switch | Network Model.IntPrjfolder\Network Data.IntPrjfolder\Main Grid.ElmNet\Bus294.ElmTerm\Cub_1.StaCubic\Switch.StaSwitch | Network Model.IntPrjfolder\Network Data.IntPrjfolder\Main Grid.ElmNet\Bus294.ElmTerm\Cub_1.StaCubic | 1 | cbk
Switch | Network Model.IntPrjfolder\Network Data.IntPrjfolder\Main Grid.ElmNet\Bus294.ElmTerm\Cub_2.StaCubic\Switch.StaSwitch | Network Model.IntPrjfolder\Network Data.IntPrjfolder\Main Grid.ElmNet\Bus294.ElmTerm\Cub_2.StaCubic | 1 | cbk
Switch | Network Model.IntPrjfolder\Network Data.IntPrjfolder\Main Grid.ElmNet\Bus294.ElmTerm\Cub_3.StaCubic\Switch.StaSwitch | Network Model.IntPrjfolder\Network Data.IntPrjfolder\Main Grid.ElmNet\Bus294.ElmTerm\Cub_3.StaCubic | 1 | cbk
Switch | Network Model.IntPrjfolder\Network Data.IntPrjfolder\Main Grid.ElmNet\Bus298.ElmTerm\Cub_1.StaCubic\Switch.StaSwitch | Network Model.IntPrjfolder\Network Data.IntPrjfolder\Main Grid.ElmNet\Bus298.ElmTerm\Cub_1.StaCubic | 1 | cbk
Switch | Network Model.IntPrjfolder\Network Data.IntPrjfolder\Main Grid.ElmNet\Bus298.ElmTerm\Cub_2.StaCubic\Switch.StaSwitch | Network Model.IntPrjfolder\Network Data.IntPrjfolder\Main Grid.ElmNet\Bus298.ElmTerm\Cub_2.StaCubic | 1 | cbk
Switch | Network Model.IntPrjfolder\Network Data.IntPrjfolder\Main Grid.ElmNet\Bus124.ElmTerm\Cub_1.StaCubic\Switch.StaSwitch | Network Model.IntPrjfolder\Network Data.IntPrjfolder\Main Grid.ElmNet\Bus124.ElmTerm\Cub_1.StaCubic | 1 | cbk
Switch | Network Model.IntPrjfolder\Network Data.IntPrjfolder\Main Grid.ElmNet\Bus124.ElmTerm\Cub_2.StaCubic\Switch.StaSwitch | Network Model.IntPrjfolder\Network Data.IntPrjfolder\Main Grid.ElmNet\Bus124.ElmTerm\Cub_2.StaCubic | 1 | cbk
Switch | Network Model.IntPrjfolder\Network Data.IntPrjfolder\Main Grid.ElmNet\Bus124.ElmTerm\Cub_3.StaCubic\Switch.StaSwitch | Network Model.IntPrjfolder\Network Data.IntPrjfolder\Main Grid.ElmNet\Bus124.ElmTerm\Cub_3.StaCubic | 1 | cbk
Switch | Network Model.IntPrjfolder\Network Data.IntPrjfolder\Main Grid.ElmNet\Bus123.ElmTerm\Cub_1.StaCubic\Switch.StaSwitch | Network Model.IntPrjfolder\Network Data.IntPrjfolder\Main Grid.ElmNet\Bus123.ElmTerm\Cub_1.StaCubic | 1 | cbk
Switch | Network Model.IntPrjfolder\Network Data.IntPrjfolder\Main Grid.ElmNet\Bus123.ElmTerm\Cub_2.StaCubic\Switch.StaSwitch | Network Model.IntPrjfolder\Network Data.IntPrjfolder\Main Grid.ElmNet\Bus123.ElmTerm\Cub_2.StaCubic | 1 | cbk
Switch | Network Model.IntPrjfolder\Network Data.IntPrjfolder\Main Grid.ElmNet\Bus126.ElmTerm\Cub_1.StaCubic\Switch.StaSwitch | Network Model.IntPrjfolder\Network Data.IntPrjfolder\Main Grid.ElmNet\Bus126.ElmTerm\Cub_1.StaCubic | 1 | cbk
Switch | Network Model.IntPrjfolder\Network Data.IntPrjfolder\Main Grid.ElmNet\Bus126.ElmTerm\Cub_2.StaCubic\Switch.StaSwitch | Network Model.IntPrjfolder\Network Data.IntPrjfolder\Main Grid.ElmNet\Bus126.ElmTerm\Cub_2.StaCubic | 1 | cbk
Switch | Network Model.IntPrjfolder\Network Data.IntPrjfolder\Main Grid.ElmNet\Bus126.ElmTerm\Cub_3.StaCubic\Switch.StaSwitch | Network Model.IntPrjfolder\Network Data.IntPrjfolder\Main Grid.ElmNet\Bus126.ElmTerm\Cub_3.StaCubic | 1 | cbk
Switch | Network Model.IntPrjfolder\Network Data.IntPrjfolder\Main Grid.ElmNet\Bus125.ElmTerm\Cub_1.StaCubic\Switch.StaSwitch | Network Model.IntPrjfolder\Network Data.IntPrjfolder\Main Grid.ElmNet\Bus125.ElmTerm\Cub_1.StaCubic | 1 | cbk
Switch | Network Model.IntPrjfolder\Network Data.IntPrjfolder\Main Grid.ElmNet\Bus125.ElmTerm\Cub_2.StaCubic\Switch.StaSwitch | Network Model.IntPrjfolder\Network Data.IntPrjfolder\Main Grid.ElmNet\Bus125.ElmTerm\Cub_2.StaCubic | 1 | cbk
Switch | Network Model.IntPrjfolder\Network Data.IntPrjfolder\Main Grid.ElmNet\Bus128.ElmTerm\Cub_1.StaCubic\Switch.StaSwitch | Network Model.IntPrjfolder\Network Data.IntPrjfolder\Main Grid.ElmNet\Bus128.ElmTerm\Cub_1.StaCubic | 1 | cbk
Switch | Network Model.IntPrjfolder\Network Data.IntPrjfolder\Main Grid.ElmNet\Bus128.ElmTerm\Cub_2.StaCubic\Switch.StaSwitch | Network Model.IntPrjfolder\Network Data.IntPrjfolder\Main Grid.ElmNet\Bus128.ElmTerm\Cub_2.StaCubic | 1 | cbk
Switch | Network Model.IntPrjfolder\Network Data.IntPrjfolder\Main Grid.ElmNet\Bus128.ElmTerm\Cub_3.StaCubic\Switch.StaSwitch | Network Model.IntPrjfolder\Network Data.IntPrjfolder\Main Grid.ElmNet\Bus128.ElmTerm\Cub_3.StaCubic | 1 | cbk
Switch | Network Model.IntPrjfolder\Network Data.IntPrjfolder\Main Grid.ElmNet\Bus127.ElmTerm\Cub_1.StaCubic\Switch.StaSwitch | Network Model.IntPrjfolder\Network Data.IntPrjfolder\Main Grid.ElmNet\Bus127.ElmTerm\Cub_1.StaCubic | 1 | cbk
Switch | Network Model.IntPrjfolder\Network Data.IntPrjfolder\Main Grid.ElmNet\Bus127.ElmTerm\Cub_2.StaCubic\Switch.StaSwitch | Network Model.IntPrjfolder\Network Data.IntPrjfolder\Main Grid.ElmNet\Bus127.ElmTerm\Cub_2.StaCubic | 1 | cbk
Switch | Network Model.IntPrjfolder\Network Data.IntPrjfolder\Main Grid.ElmNet\Bus130.ElmTerm\Cub_1.StaCubic\Switch.StaSwitch | Network Model.IntPrjfolder\Network Data.IntPrjfolder\Main Grid.ElmNet\Bus130.ElmTerm\Cub_1.StaCubic | 1 | cbk
Switch | Network Model.IntPrjfolder\Network Data.IntPrjfolder\Main Grid.ElmNet\Bus130.ElmTerm\Cub_2.StaCubic\Switch.StaSwitch | Network Model.IntPrjfolder\Network Data.IntPrjfolder\Main Grid.ElmNet\Bus130.ElmTerm\Cub_2.StaCubic | 1 | cbk
Switch | Network Model.IntPrjfolder\Network Data.IntPrjfolder\Main Grid.ElmNet\Bus130.ElmTerm\Cub_3.StaCubic\Switch.StaSwitch | Network Model.IntPrjfolder\Network Data.IntPrjfolder\Main Grid.ElmNet\Bus130.ElmTerm\Cub_3.StaCubic | 1 | cbk
Switch | Network Model.IntPrjfolder\Network Data.IntPrjfolder\Main Grid.ElmNet\Bus129.ElmTerm\Cub_1.StaCubic\Switch.StaSwitch | Network Model.IntPrjfolder\Network Data.IntPrjfolder\Main Grid.ElmNet\Bus129.ElmTerm\Cub_1.StaCubic | 1 | cbk
Switch | Network Model.IntPrjfolder\Network Data.IntPrjfolder\Main Grid.ElmNet\Bus129.ElmTerm\Cub_2.StaCubic\Switch.StaSwitch | Network Model.IntPrjfolder\Network Data.IntPrjfolder\Main Grid.ElmNet\Bus129.ElmTerm\Cub_2.StaCubic | 1 | cbk
Switch | Network Model.IntPrjfolder\Network Data.IntPrjfolder\Main Grid.ElmNet\Bus311.ElmTerm\Cub_1.StaCubic\Switch.StaSwitch | Network Model.IntPrjfolder\Network Data.IntPrjfolder\Main Grid.ElmNet\Bus311.ElmTerm\Cub_1.StaCubic | 1 | cbk
Switch | Network Model.IntPrjfolder\Network Data.IntPrjfolder\Main Grid.ElmNet\Bus311.ElmTerm\Cub_2.StaCubic\Switch.StaSwitch | Network Model.IntPrjfolder\Network Data.IntPrjfolder\Main Grid.ElmNet\Bus311.ElmTerm\Cub_2.StaCubic | 1 | cbk
Switch | Network Model.IntPrjfolder\Network Data.IntPrjfolder\Main Grid.ElmNet\Bus311.ElmTerm\Cub_3.StaCubic\Switch.StaSwitch | Network Model.IntPrjfolder\Network Data.IntPrjfolder\Main Grid.ElmNet\Bus311.ElmTerm\Cub_3.StaCubic | 1 | cbk
Switch | Network Model.IntPrjfolder\Network Data.IntPrjfolder\Main Grid.ElmNet\Bus48.ElmTerm\Cub_1.StaCubic\Switch.StaSwitch | Network Model.IntPrjfolder\Network Data.IntPrjfolder\Main Grid.ElmNet\Bus48.ElmTerm\Cub_1.StaCubic | 1 | cbk
Switch | Network Model.IntPrjfolder\Network Data.IntPrjfolder\Main Grid.ElmNet\Bus48.ElmTerm\Cub_2.StaCubic\Switch.StaSwitch | Network Model.IntPrjfolder\Network Data.IntPrjfolder\Main Grid.ElmNet\Bus48.ElmTerm\Cub_2.StaCubic | 1 | cbk
Switch | Network Model.IntPrjfolder\Network Data.IntPrjfolder\Main Grid.ElmNet\Bus48.ElmTerm\Cub_3.StaCubic\Switch.StaSwitch | Network Model.IntPrjfolder\Network Data.IntPrjfolder\Main Grid.ElmNet\Bus48.ElmTerm\Cub_3.StaCubic | 1 | cbk
Switch | Network Model.IntPrjfolder\Network Data.IntPrjfolder\Main Grid.ElmNet\Bus48.ElmTerm\Cub_4.StaCubic\Switch.StaSwitch | Network Model.IntPrjfolder\Network Data.IntPrjfolder\Main Grid.ElmNet\Bus48.ElmTerm\Cub_4.StaCubic | 1 | cbk
Switch | Network Model.IntPrjfolder\Network Data.IntPrjfolder\Main Grid.ElmNet\Bus150.ElmTerm\Cub_1.StaCubic\Switch.StaSwitch | Network Model.IntPrjfolder\Network Data.IntPrjfolder\Main Grid.ElmNet\Bus150.ElmTerm\Cub_1.StaCubic | 1 | cbk
Switch | Network Model.IntPrjfolder\Network Data.IntPrjfolder\Main Grid.ElmNet\Bus150.ElmTerm\Cub_2.StaCubic\Switch.StaSwitch | Network Model.IntPrjfolder\Network Data.IntPrjfolder\Main Grid.ElmNet\Bus150.ElmTerm\Cub_2.StaCubic | 1 | cbk
Switch | Network Model.IntPrjfolder\Network Data.IntPrjfolder\Main Grid.ElmNet\Bus150.ElmTerm\Cub_3.StaCubic\Switch.StaSwitch | Network Model.IntPrjfolder\Network Data.IntPrjfolder\Main Grid.ElmNet\Bus150.ElmTerm\Cub_3.StaCubic | 1 | cbk
Switch | Network Model.IntPrjfolder\Network Data.IntPrjfolder\Main Grid.ElmNet\Bus155.ElmTerm\Cub_1.StaCubic\Switch.StaSwitch | Network Model.IntPrjfolder\Network Data.IntPrjfolder\Main Grid.ElmNet\Bus155.ElmTerm\Cub_1.StaCubic | 1 | cbk
Switch | Network Model.IntPrjfolder\Network Data.IntPrjfolder\Main Grid.ElmNet\Bus155.ElmTerm\Cub_2.StaCubic\Switch.StaSwitch | Network Model.IntPrjfolder\Network Data.IntPrjfolder\Main Grid.ElmNet\Bus155.ElmTerm\Cub_2.StaCubic | 1 | cbk
Switch | Network Model.IntPrjfolder\Network Data.IntPrjfolder\Main Grid.ElmNet\Bus155.ElmTerm\Cub_3.StaCubic\Switch.StaSwitch | Network Model.IntPrjfolder\Network Data.IntPrjfolder\Main Grid.ElmNet\Bus155.ElmTerm\Cub_3.StaCubic | 1 | cbk
Switch | Network Model.IntPrjfolder\Network Data.IntPrjfolder\Main Grid.ElmNet\Bus157.ElmTerm\Cub_1.StaCubic\Switch.StaSwitch | Network Model.IntPrjfolder\Network Data.IntPrjfolder\Main Grid.ElmNet\Bus157.ElmTerm\Cub_1.StaCubic | 1 | cbk
Switch | Network Model.IntPrjfolder\Network Data.IntPrjfolder\Main Grid.ElmNet\Bus157.ElmTerm\Cub_2.StaCubic\Switch.StaSwitch | Network Model.IntPrjfolder\Network Data.IntPrjfolder\Main Grid.ElmNet\Bus157.ElmTerm\Cub_2.StaCubic | 1 | cbk
Switch | Network Model.IntPrjfolder\Network Data.IntPrjfolder\Main Grid.ElmNet\Bus157.ElmTerm\Cub_3.StaCubic\Switch.StaSwitch | Network Model.IntPrjfolder\Network Data.IntPrjfolder\Main Grid.ElmNet\Bus157.ElmTerm\Cub_3.StaCubic | 1 | cbk
Switch | Network Model.IntPrjfolder\Network Data.IntPrjfolder\Main Grid.ElmNet\Bus159.ElmTerm\Cub_1.StaCubic\Switch.StaSwitch | Network Model.IntPrjfolder\Network Data.IntPrjfolder\Main Grid.ElmNet\Bus159.ElmTerm\Cub_1.StaCubic | 1 | cbk
Switch | Network Model.IntPrjfolder\Network Data.IntPrjfolder\Main Grid.ElmNet\Bus159.ElmTerm\Cub_2.StaCubic\Switch.StaSwitch | Network Model.IntPrjfolder\Network Data.IntPrjfolder\Main Grid.ElmNet\Bus159.ElmTerm\Cub_2.StaCubic | 1 | cbk
Switch | Network Model.IntPrjfolder\Network Data.IntPrjfolder\Main Grid.ElmNet\Bus159.ElmTerm\Cub_3.StaCubic\Switch.StaSwitch | Network Model.IntPrjfolder\Network Data.IntPrjfolder\Main Grid.ElmNet\Bus159.ElmTerm\Cub_3.StaCubic | 1 | cbk
Switch | Network Model.IntPrjfolder\Network Data.IntPrjfolder\Main Grid.ElmNet\Bus161.ElmTerm\Cub_1.StaCubic\Switch.StaSwitch | Network Model.IntPrjfolder\Network Data.IntPrjfolder\Main Grid.ElmNet\Bus161.ElmTerm\Cub_1.StaCubic | 1 | cbk
Switch | Network Model.IntPrjfolder\Network Data.IntPrjfolder\Main Grid.ElmNet\Bus161.ElmTerm\Cub_2.StaCubic\Switch.StaSwitch | Network Model.IntPrjfolder\Network Data.IntPrjfolder\Main Grid.ElmNet\Bus161.ElmTerm\Cub_2.StaCubic | 1 | cbk
Switch | Network Model.IntPrjfolder\Network Data.IntPrjfolder\Main Grid.ElmNet\Bus161.ElmTerm\Cub_3.StaCubic\Switch.StaSwitch | Network Model.IntPrjfolder\Network Data.IntPrjfolder\Main Grid.ElmNet\Bus161.ElmTerm\Cub_3.StaCubic | 1 | cbk
Switch | Network Model.IntPrjfolder\Network Data.IntPrjfolder\Main Grid.ElmNet\Bus163.ElmTerm\Cub_1.StaCubic\Switch.StaSwitch | Network Model.IntPrjfolder\Network Data.IntPrjfolder\Main Grid.ElmNet\Bus163.ElmTerm\Cub_1.StaCubic | 1 | cbk
Switch | Network Model.IntPrjfolder\Network Data.IntPrjfolder\Main Grid.ElmNet\Bus163.ElmTerm\Cub_2.StaCubic\Switch.StaSwitch | Network Model.IntPrjfolder\Network Data.IntPrjfolder\Main Grid.ElmNet\Bus163.ElmTerm\Cub_2.StaCubic | 1 | cbk
Switch | Network Model.IntPrjfolder\Network Data.IntPrjfolder\Main Grid.ElmNet\Bus163.ElmTerm\Cub_3.StaCubic\Switch.StaSwitch | Network Model.IntPrjfolder\Network Data.IntPrjfolder\Main Grid.ElmNet\Bus163.ElmTerm\Cub_3.StaCubic | 1 | cbk
Switch | Network Model.IntPrjfolder\Network Data.IntPrjfolder\Main Grid.ElmNet\Bus163.ElmTerm\Cub_4.StaCubic\Switch.StaSwitch | Network Model.IntPrjfolder\Network Data.IntPrjfolder\Main Grid.ElmNet\Bus163.ElmTerm\Cub_4.StaCubic | 1 | cbk
Switch | Network Model.IntPrjfolder\Network Data.IntPrjfolder\Main Grid.ElmNet\Bus165.ElmTerm\Cub_1.StaCubic\Switch.StaSwitch | Network Model.IntPrjfolder\Network Data.IntPrjfolder\Main Grid.ElmNet\Bus165.ElmTerm\Cub_1.StaCubic | 1 | cbk
Switch | Network Model.IntPrjfolder\Network Data.IntPrjfolder\Main Grid.ElmNet\Bus165.ElmTerm\Cub_2.StaCubic\Switch.StaSwitch | Network Model.IntPrjfolder\Network Data.IntPrjfolder\Main Grid.ElmNet\Bus165.ElmTerm\Cub_2.StaCubic | 1 | cbk
Switch | Network Model.IntPrjfolder\Network Data.IntPrjfolder\Main Grid.ElmNet\Bus165.ElmTerm\Cub_3.StaCubic\Switch.StaSwitch | Network Model.IntPrjfolder\Network Data.IntPrjfolder\Main Grid.ElmNet\Bus165.ElmTerm\Cub_3.StaCubic | 1 | cbk
Switch | Network Model.IntPrjfolder\Network Data.IntPrjfolder\Main Grid.ElmNet\Bus167.ElmTerm\Cub_1.StaCubic\Switch.StaSwitch | Network Model.IntPrjfolder\Network Data.IntPrjfolder\Main Grid.ElmNet\Bus167.ElmTerm\Cub_1.StaCubic | 1 | cbk
Switch | Network Model.IntPrjfolder\Network Data.IntPrjfolder\Main Grid.ElmNet\Bus167.ElmTerm\Cub_2.StaCubic\Switch.StaSwitch | Network Model.IntPrjfolder\Network Data.IntPrjfolder\Main Grid.ElmNet\Bus167.ElmTerm\Cub_2.StaCubic | 1 | cbk
Switch | Network Model.IntPrjfolder\Network Data.IntPrjfolder\Main Grid.ElmNet\Bus167.ElmTerm\Cub_3.StaCubic\Switch.StaSwitch | Network Model.IntPrjfolder\Network Data.IntPrjfolder\Main Grid.ElmNet\Bus167.ElmTerm\Cub_3.StaCubic | 1 | cbk
Switch | Network Model.IntPrjfolder\Network Data.IntPrjfolder\Main Grid.ElmNet\Bus171.ElmTerm\Cub_1.StaCubic\Switch.StaSwitch | Network Model.IntPrjfolder\Network Data.IntPrjfolder\Main Grid.ElmNet\Bus171.ElmTerm\Cub_1.StaCubic | 1 | cbk
Switch | Network Model.IntPrjfolder\Network Data.IntPrjfolder\Main Grid.ElmNet\Bus171.ElmTerm\Cub_2.StaCubic\Switch.StaSwitch | Network Model.IntPrjfolder\Network Data.IntPrjfolder\Main Grid.ElmNet\Bus171.ElmTerm\Cub_2.StaCubic | 1 | cbk
Switch | Network Model.IntPrjfolder\Network Data.IntPrjfolder\Main Grid.ElmNet\Bus171.ElmTerm\Cub_3.StaCubic\Switch.StaSwitch | Network Model.IntPrjfolder\Network Data.IntPrjfolder\Main Grid.ElmNet\Bus171.ElmTerm\Cub_3.StaCubic | 1 | cbk
Switch | Network Model.IntPrjfolder\Network Data.IntPrjfolder\Main Grid.ElmNet\Bus171.ElmTerm\Cub_4.StaCubic\Switch.StaSwitch | Network Model.IntPrjfolder\Network Data.IntPrjfolder\Main Grid.ElmNet\Bus171.ElmTerm\Cub_4.StaCubic | 1 | cbk
Switch | Network Model.IntPrjfolder\Network Data.IntPrjfolder\Main Grid.ElmNet\Bus173.ElmTerm\Cub_1.StaCubic\Switch.StaSwitch | Network Model.IntPrjfolder\Network Data.IntPrjfolder\Main Grid.ElmNet\Bus173.ElmTerm\Cub_1.StaCubic | 1 | cbk
Switch | Network Model.IntPrjfolder\Network Data.IntPrjfolder\Main Grid.ElmNet\Bus173.ElmTerm\Cub_2.StaCubic\Switch.StaSwitch | Network Model.IntPrjfolder\Network Data.IntPrjfolder\Main Grid.ElmNet\Bus173.ElmTerm\Cub_2.StaCubic | 1 | cbk
Switch | Network Model.IntPrjfolder\Network Data.IntPrjfolder\Main Grid.ElmNet\Bus175.ElmTerm\Cub_1.StaCubic\Switch.StaSwitch | Network Model.IntPrjfolder\Network Data.IntPrjfolder\Main Grid.ElmNet\Bus175.ElmTerm\Cub_1.StaCubic | 1 | cbk
Switch | Network Model.IntPrjfolder\Network Data.IntPrjfolder\Main Grid.ElmNet\Bus175.ElmTerm\Cub_2.StaCubic\Switch.StaSwitch | Network Model.IntPrjfolder\Network Data.IntPrjfolder\Main Grid.ElmNet\Bus175.ElmTerm\Cub_2.StaCubic | 1 | cbk
Switch | Network Model.IntPrjfolder\Network Data.IntPrjfolder\Main Grid.ElmNet\Bus175.ElmTerm\Cub_3.StaCubic\Switch.StaSwitch | Network Model.IntPrjfolder\Network Data.IntPrjfolder\Main Grid.ElmNet\Bus175.ElmTerm\Cub_3.StaCubic | 1 | cbk
Switch | Network Model.IntPrjfolder\Network Data.IntPrjfolder\Main Grid.ElmNet\Bus177.ElmTerm\Cub_1.StaCubic\Switch.StaSwitch | Network Model.IntPrjfolder\Network Data.IntPrjfolder\Main Grid.ElmNet\Bus177.ElmTerm\Cub_1.StaCubic | 1 | cbk
Switch | Network Model.IntPrjfolder\Network Data.IntPrjfolder\Main Grid.ElmNet\Bus177.ElmTerm\Cub_2.StaCubic\Switch.StaSwitch | Network Model.IntPrjfolder\Network Data.IntPrjfolder\Main Grid.ElmNet\Bus177.ElmTerm\Cub_2.StaCubic | 1 | cbk
Switch | Network Model.IntPrjfolder\Network Data.IntPrjfolder\Main Grid.ElmNet\Bus177.ElmTerm\Cub_3.StaCubic\Switch.StaSwitch | Network Model.IntPrjfolder\Network Data.IntPrjfolder\Main Grid.ElmNet\Bus177.ElmTerm\Cub_3.StaCubic | 1 | cbk
Switch | Network Model.IntPrjfolder\Network Data.IntPrjfolder\Main Grid.ElmNet\Bus179.ElmTerm\Cub_1.StaCubic\Switch.StaSwitch | Network Model.IntPrjfolder\Network Data.IntPrjfolder\Main Grid.ElmNet\Bus179.ElmTerm\Cub_1.StaCubic | 1 | cbk
Switch | Network Model.IntPrjfolder\Network Data.IntPrjfolder\Main Grid.ElmNet\Bus179.ElmTerm\Cub_2.StaCubic\Switch.StaSwitch | Network Model.IntPrjfolder\Network Data.IntPrjfolder\Main Grid.ElmNet\Bus179.ElmTerm\Cub_2.StaCubic | 1 | cbk
Switch | Network Model.IntPrjfolder\Network Data.IntPrjfolder\Main Grid.ElmNet\Bus179.ElmTerm\Cub_3.StaCubic\Switch.StaSwitch | Network Model.IntPrjfolder\Network Data.IntPrjfolder\Main Grid.ElmNet\Bus179.ElmTerm\Cub_3.StaCubic | 1 | cbk
Switch | Network Model.IntPrjfolder\Network Data.IntPrjfolder\Main Grid.ElmNet\Bus181.ElmTerm\Cub_1.StaCubic\Switch.StaSwitch | Network Model.IntPrjfolder\Network Data.IntPrjfolder\Main Grid.ElmNet\Bus181.ElmTerm\Cub_1.StaCubic | 1 | cbk
Switch | Network Model.IntPrjfolder\Network Data.IntPrjfolder\Main Grid.ElmNet\Bus181.ElmTerm\Cub_2.StaCubic\Switch.StaSwitch | Network Model.IntPrjfolder\Network Data.IntPrjfolder\Main Grid.ElmNet\Bus181.ElmTerm\Cub_2.StaCubic | 1 | cbk
Switch | Network Model.IntPrjfolder\Network Data.IntPrjfolder\Main Grid.ElmNet\Bus181.ElmTerm\Cub_3.StaCubic\Switch.StaSwitch | Network Model.IntPrjfolder\Network Data.IntPrjfolder\Main Grid.ElmNet\Bus181.ElmTerm\Cub_3.StaCubic | 1 | cbk
Switch | Network Model.IntPrjfolder\Network Data.IntPrjfolder\Main Grid.ElmNet\Bus183.ElmTerm\Cub_1.StaCubic\Switch.StaSwitch | Network Model.IntPrjfolder\Network Data.IntPrjfolder\Main Grid.ElmNet\Bus183.ElmTerm\Cub_1.StaCubic | 1 | cbk
Switch | Network Model.IntPrjfolder\Network Data.IntPrjfolder\Main Grid.ElmNet\Bus183.ElmTerm\Cub_2.StaCubic\Switch.StaSwitch | Network Model.IntPrjfolder\Network Data.IntPrjfolder\Main Grid.ElmNet\Bus183.ElmTerm\Cub_2.StaCubic | 1 | cbk
Switch | Network Model.IntPrjfolder\Network Data.IntPrjfolder\Main Grid.ElmNet\Bus183.ElmTerm\Cub_3.StaCubic\Switch.StaSwitch | Network Model.IntPrjfolder\Network Data.IntPrjfolder\Main Grid.ElmNet\Bus183.ElmTerm\Cub_3.StaCubic | 1 | cbk
Switch | Network Model.IntPrjfolder\Network Data.IntPrjfolder\Main Grid.ElmNet\Bus183.ElmTerm\Cub_4.StaCubic\Switch.StaSwitch | Network Model.IntPrjfolder\Network Data.IntPrjfolder\Main Grid.ElmNet\Bus183.ElmTerm\Cub_4.StaCubic | 1 | cbk
Switch | Network Model.IntPrjfolder\Network Data.IntPrjfolder\Main Grid.ElmNet\Bus132.ElmTerm\Cub_1.StaCubic\Switch.StaSwitch | Network Model.IntPrjfolder\Network Data.IntPrjfolder\Main Grid.ElmNet\Bus132.ElmTerm\Cub_1.StaCubic | 1 | cbk
Switch | Network Model.IntPrjfolder\Network Data.IntPrjfolder\Main Grid.ElmNet\Bus132.ElmTerm\Cub_2.StaCubic\Switch.StaSwitch | Network Model.IntPrjfolder\Network Data.IntPrjfolder\Main Grid.ElmNet\Bus132.ElmTerm\Cub_2.StaCubic | 1 | cbk
Switch | Network Model.IntPrjfolder\Network Data.IntPrjfolder\Main Grid.ElmNet\Bus132.ElmTerm\Cub_3.StaCubic\Switch.StaSwitch | Network Model.IntPrjfolder\Network Data.IntPrjfolder\Main Grid.ElmNet\Bus132.ElmTerm\Cub_3.StaCubic | 1 | cbk
Switch | Network Model.IntPrjfolder\Network Data.IntPrjfolder\Main Grid.ElmNet\Bus136.ElmTerm\Cub_1.StaCubic\Switch.StaSwitch | Network Model.IntPrjfolder\Network Data.IntPrjfolder\Main Grid.ElmNet\Bus136.ElmTerm\Cub_1.StaCubic | 1 | cbk
Switch | Network Model.IntPrjfolder\Network Data.IntPrjfolder\Main Grid.ElmNet\Bus136.ElmTerm\Cub_2.StaCubic\Switch.StaSwitch | Network Model.IntPrjfolder\Network Data.IntPrjfolder\Main Grid.ElmNet\Bus136.ElmTerm\Cub_2.StaCubic | 1 | cbk
Switch | Network Model.IntPrjfolder\Network Data.IntPrjfolder\Main Grid.ElmNet\Bus136.ElmTerm\Cub_3.StaCubic\Switch.StaSwitch | Network Model.IntPrjfolder\Network Data.IntPrjfolder\Main Grid.ElmNet\Bus136.ElmTerm\Cub_3.StaCubic | 1 | cbk
Switch | Network Model.IntPrjfolder\Network Data.IntPrjfolder\Main Grid.ElmNet\Bus135.ElmTerm\Cub_1.StaCubic\Switch.StaSwitch | Network Model.IntPrjfolder\Network Data.IntPrjfolder\Main Grid.ElmNet\Bus135.ElmTerm\Cub_1.StaCubic | 1 | cbk
Switch | Network Model.IntPrjfolder\Network Data.IntPrjfolder\Main Grid.ElmNet\Bus135.ElmTerm\Cub_2.StaCubic\Switch.StaSwitch | Network Model.IntPrjfolder\Network Data.IntPrjfolder\Main Grid.ElmNet\Bus135.ElmTerm\Cub_2.StaCubic | 1 | cbk
Switch | Network Model.IntPrjfolder\Network Data.IntPrjfolder\Main Grid.ElmNet\Bus139.ElmTerm\Cub_1.StaCubic\Switch.StaSwitch | Network Model.IntPrjfolder\Network Data.IntPrjfolder\Main Grid.ElmNet\Bus139.ElmTerm\Cub_1.StaCubic | 1 | cbk
Switch | Network Model.IntPrjfolder\Network Data.IntPrjfolder\Main Grid.ElmNet\Bus139.ElmTerm\Cub_2.StaCubic\Switch.StaSwitch | Network Model.IntPrjfolder\Network Data.IntPrjfolder\Main Grid.ElmNet\Bus139.ElmTerm\Cub_2.StaCubic | 1 | cbk
Switch | Network Model.IntPrjfolder\Network Data.IntPrjfolder\Main Grid.ElmNet\Bus139.ElmTerm\Cub_3.StaCubic\Switch.StaSwitch | Network Model.IntPrjfolder\Network Data.IntPrjfolder\Main Grid.ElmNet\Bus139.ElmTerm\Cub_3.StaCubic | 1 | cbk
Switch | Network Model.IntPrjfolder\Network Data.IntPrjfolder\Main Grid.ElmNet\Bus138.ElmTerm\Cub_1.StaCubic\Switch.StaSwitch | Network Model.IntPrjfolder\Network Data.IntPrjfolder\Main Grid.ElmNet\Bus138.ElmTerm\Cub_1.StaCubic | 1 | cbk
Switch | Network Model.IntPrjfolder\Network Data.IntPrjfolder\Main Grid.ElmNet\Bus138.ElmTerm\Cub_2.StaCubic\Switch.StaSwitch | Network Model.IntPrjfolder\Network Data.IntPrjfolder\Main Grid.ElmNet\Bus138.ElmTerm\Cub_2.StaCubic | 1 | cbk
Switch | Network Model.IntPrjfolder\Network Data.IntPrjfolder\Main Grid.ElmNet\Bus141.ElmTerm\Cub_1.StaCubic\Switch.StaSwitch | Network Model.IntPrjfolder\Network Data.IntPrjfolder\Main Grid.ElmNet\Bus141.ElmTerm\Cub_1.StaCubic | 1 | cbk
Switch | Network Model.IntPrjfolder\Network Data.IntPrjfolder\Main Grid.ElmNet\Bus141.ElmTerm\Cub_2.StaCubic\Switch.StaSwitch | Network Model.IntPrjfolder\Network Data.IntPrjfolder\Main Grid.ElmNet\Bus141.ElmTerm\Cub_2.StaCubic | 1 | cbk
Switch | Network Model.IntPrjfolder\Network Data.IntPrjfolder\Main Grid.ElmNet\Bus141.ElmTerm\Cub_3.StaCubic\Switch.StaSwitch | Network Model.IntPrjfolder\Network Data.IntPrjfolder\Main Grid.ElmNet\Bus141.ElmTerm\Cub_3.StaCubic | 1 | cbk
Switch | Network Model.IntPrjfolder\Network Data.IntPrjfolder\Main Grid.ElmNet\Bus140.ElmTerm\Cub_1.StaCubic\Switch.StaSwitch | Network Model.IntPrjfolder\Network Data.IntPrjfolder\Main Grid.ElmNet\Bus140.ElmTerm\Cub_1.StaCubic | 1 | cbk
Switch | Network Model.IntPrjfolder\Network Data.IntPrjfolder\Main Grid.ElmNet\Bus140.ElmTerm\Cub_2.StaCubic\Switch.StaSwitch | Network Model.IntPrjfolder\Network Data.IntPrjfolder\Main Grid.ElmNet\Bus140.ElmTerm\Cub_2.StaCubic | 1 | cbk
Switch | Network Model.IntPrjfolder\Network Data.IntPrjfolder\Main Grid.ElmNet\Bus143.ElmTerm\Cub_1.StaCubic\Switch.StaSwitch | Network Model.IntPrjfolder\Network Data.IntPrjfolder\Main Grid.ElmNet\Bus143.ElmTerm\Cub_1.StaCubic | 1 | cbk
Switch | Network Model.IntPrjfolder\Network Data.IntPrjfolder\Main Grid.ElmNet\Bus143.ElmTerm\Cub_2.StaCubic\Switch.StaSwitch | Network Model.IntPrjfolder\Network Data.IntPrjfolder\Main Grid.ElmNet\Bus143.ElmTerm\Cub_2.StaCubic | 1 | cbk
Switch | Network Model.IntPrjfolder\Network Data.IntPrjfolder\Main Grid.ElmNet\Bus143.ElmTerm\Cub_3.StaCubic\Switch.StaSwitch | Network Model.IntPrjfolder\Network Data.IntPrjfolder\Main Grid.ElmNet\Bus143.ElmTerm\Cub_3.StaCubic | 1 | cbk
Switch | Network Model.IntPrjfolder\Network Data.IntPrjfolder\Main Grid.ElmNet\Bus142.ElmTerm\Cub_1.StaCubic\Switch.StaSwitch | Network Model.IntPrjfolder\Network Data.IntPrjfolder\Main Grid.ElmNet\Bus142.ElmTerm\Cub_1.StaCubic | 1 | cbk
Switch | Network Model.IntPrjfolder\Network Data.IntPrjfolder\Main Grid.ElmNet\Bus142.ElmTerm\Cub_2.StaCubic\Switch.StaSwitch | Network Model.IntPrjfolder\Network Data.IntPrjfolder\Main Grid.ElmNet\Bus142.ElmTerm\Cub_2.StaCubic | 1 | cbk
Switch | Network Model.IntPrjfolder\Network Data.IntPrjfolder\Main Grid.ElmNet\Bus145.ElmTerm\Cub_1.StaCubic\Switch.StaSwitch | Network Model.IntPrjfolder\Network Data.IntPrjfolder\Main Grid.ElmNet\Bus145.ElmTerm\Cub_1.StaCubic | 1 | cbk
Switch | Network Model.IntPrjfolder\Network Data.IntPrjfolder\Main Grid.ElmNet\Bus145.ElmTerm\Cub_2.StaCubic\Switch.StaSwitch | Network Model.IntPrjfolder\Network Data.IntPrjfolder\Main Grid.ElmNet\Bus145.ElmTerm\Cub_2.StaCubic | 1 | cbk
Switch | Network Model.IntPrjfolder\Network Data.IntPrjfolder\Main Grid.ElmNet\Bus145.ElmTerm\Cub_3.StaCubic\Switch.StaSwitch | Network Model.IntPrjfolder\Network Data.IntPrjfolder\Main Grid.ElmNet\Bus145.ElmTerm\Cub_3.StaCubic | 1 | cbk
Switch | Network Model.IntPrjfolder\Network Data.IntPrjfolder\Main Grid.ElmNet\Bus147.ElmTerm\Cub_1.StaCubic\Switch.StaSwitch | Network Model.IntPrjfolder\Network Data.IntPrjfolder\Main Grid.ElmNet\Bus147.ElmTerm\Cub_1.StaCubic | 1 | cbk
Switch | Network Model.IntPrjfolder\Network Data.IntPrjfolder\Main Grid.ElmNet\Bus147.ElmTerm\Cub_2.StaCubic\Switch.StaSwitch | Network Model.IntPrjfolder\Network Data.IntPrjfolder\Main Grid.ElmNet\Bus147.ElmTerm\Cub_2.StaCubic | 1 | cbk
Switch | Network Model.IntPrjfolder\Network Data.IntPrjfolder\Main Grid.ElmNet\Bus147.ElmTerm\Cub_3.StaCubic\Switch.StaSwitch | Network Model.IntPrjfolder\Network Data.IntPrjfolder\Main Grid.ElmNet\Bus147.ElmTerm\Cub_3.StaCubic | 1 | cbk
Switch | Network Model.IntPrjfolder\Network Data.IntPrjfolder\Main Grid.ElmNet\Bus147.ElmTerm\Cub_4.StaCubic\Switch.StaSwitch | Network Model.IntPrjfolder\Network Data.IntPrjfolder\Main Grid.ElmNet\Bus147.ElmTerm\Cub_4.StaCubic | 1 | cbk
Switch | Network Model.IntPrjfolder\Network Data.IntPrjfolder\Main Grid.ElmNet\Bus365.ElmTerm\Cub_1.StaCubic\Switch.StaSwitch | Network Model.IntPrjfolder\Network Data.IntPrjfolder\Main Grid.ElmNet\Bus365.ElmTerm\Cub_1.StaCubic | 1 | cbk
Switch | Network Model.IntPrjfolder\Network Data.IntPrjfolder\Main Grid.ElmNet\Bus365.ElmTerm\Cub_2.StaCubic\Switch.StaSwitch | Network Model.IntPrjfolder\Network Data.IntPrjfolder\Main Grid.ElmNet\Bus365.ElmTerm\Cub_2.StaCubic | 1 | cbk
Switch | Network Model.IntPrjfolder\Network Data.IntPrjfolder\Main Grid.ElmNet\Bus365.ElmTerm\Cub_3.StaCubic\Switch.StaSwitch | Network Model.IntPrjfolder\Network Data.IntPrjfolder\Main Grid.ElmNet\Bus365.ElmTerm\Cub_3.StaCubic | 1 | cbk
Switch | Network Model.IntPrjfolder\Network Data.IntPrjfolder\Main Grid.ElmNet\Bus371.ElmTerm\Cub_1.StaCubic\Switch.StaSwitch | Network Model.IntPrjfolder\Network Data.IntPrjfolder\Main Grid.ElmNet\Bus371.ElmTerm\Cub_1.StaCubic | 1 | cbk
Switch | Network Model.IntPrjfolder\Network Data.IntPrjfolder\Main Grid.ElmNet\Bus371.ElmTerm\Cub_2.StaCubic\Switch.StaSwitch | Network Model.IntPrjfolder\Network Data.IntPrjfolder\Main Grid.ElmNet\Bus371.ElmTerm\Cub_2.StaCubic | 1 | cbk
Switch | Network Model.IntPrjfolder\Network Data.IntPrjfolder\Main Grid.ElmNet\Bus370.ElmTerm\Cub_1.StaCubic\Switch.StaSwitch | Network Model.IntPrjfolder\Network Data.IntPrjfolder\Main Grid.ElmNet\Bus370.ElmTerm\Cub_1.StaCubic | 1 | cbk
Switch | Network Model.IntPrjfolder\Network Data.IntPrjfolder\Main Grid.ElmNet\Bus370.ElmTerm\Cub_2.StaCubic\Switch.StaSwitch | Network Model.IntPrjfolder\Network Data.IntPrjfolder\Main Grid.ElmNet\Bus370.ElmTerm\Cub_2.StaCubic | 1 | cbk
Switch | Network Model.IntPrjfolder\Network Data.IntPrjfolder\Main Grid.ElmNet\Bus370.ElmTerm\Cub_3.StaCubic\Switch.StaSwitch | Network Model.IntPrjfolder\Network Data.IntPrjfolder\Main Grid.ElmNet\Bus370.ElmTerm\Cub_3.StaCubic | 1 | cbk
Switch | Network Model.IntPrjfolder\Network Data.IntPrjfolder\Main Grid.ElmNet\Bus343.ElmTerm\Cub_1.StaCubic\Switch.StaSwitch | Network Model.IntPrjfolder\Network Data.IntPrjfolder\Main Grid.ElmNet\Bus343.ElmTerm\Cub_1.StaCubic | 1 | cbk
Switch | Network Model.IntPrjfolder\Network Data.IntPrjfolder\Main Grid.ElmNet\Bus343.ElmTerm\Cub_2.StaCubic\Switch.StaSwitch | Network Model.IntPrjfolder\Network Data.IntPrjfolder\Main Grid.ElmNet\Bus343.ElmTerm\Cub_2.StaCubic | 1 | cbk
Switch | Network Model.IntPrjfolder\Network Data.IntPrjfolder\Main Grid.ElmNet\Bus343.ElmTerm\Cub_3.StaCubic\Switch.StaSwitch | Network Model.IntPrjfolder\Network Data.IntPrjfolder\Main Grid.ElmNet\Bus343.ElmTerm\Cub_3.StaCubic | 1 | cbk
Switch | Network Model.IntPrjfolder\Network Data.IntPrjfolder\Main Grid.ElmNet\Terminal(39).ElmTerm\Cub_1.StaCubic\Switch.StaSwitch | Network Model.IntPrjfolder\Network Data.IntPrjfolder\Main Grid.ElmNet\Terminal(39).ElmTerm\Cub_1.StaCubic | 1 | cbk
Switch | Network Model.IntPrjfolder\Network Data.IntPrjfolder\Main Grid.ElmNet\Terminal(39).ElmTerm\Cub_2.StaCubic\Switch.StaSwitch | Network Model.IntPrjfolder\Network Data.IntPrjfolder\Main Grid.ElmNet\Terminal(39).ElmTerm\Cub_2.StaCubic | 1 | cbk
Switch | Network Model.IntPrjfolder\Network Data.IntPrjfolder\Main Grid.ElmNet\Terminal(39).ElmTerm\Cub_3.StaCubic\Switch.StaSwitch | Network Model.IntPrjfolder\Network Data.IntPrjfolder\Main Grid.ElmNet\Terminal(39).ElmTerm\Cub_3.StaCubic | 1 | cbk
Switch | Network Model.IntPrjfolder\Network Data.IntPrjfolder\Main Grid.ElmNet\Bus20.ElmTerm\Cub_3.StaCubic\Switch.StaSwitch | Network Model.IntPrjfolder\Network Data.IntPrjfolder\Main Grid.ElmNet\Bus20.ElmTerm\Cub_3.StaCubic | 1 | cbk
Switch | Network Model.IntPrjfolder\Network Data.IntPrjfolder\Main Grid.ElmNet\Bus21.ElmTerm\Cub_3.StaCubic\Switch.StaSwitch | Network Model.IntPrjfolder\Network Data.IntPrjfolder\Main Grid.ElmNet\Bus21.ElmTerm\Cub_3.StaCubic | 1 | cbk
Switch | Network Model.IntPrjfolder\Network Data.IntPrjfolder\Main Grid.ElmNet\Bus22.ElmTerm\Cub_3.StaCubic\Switch.StaSwitch | Network Model.IntPrjfolder\Network Data.IntPrjfolder\Main Grid.ElmNet\Bus22.ElmTerm\Cub_3.StaCubic | 1 | cbk

## TypLne
loc_name | _path | fold_id | uline | sline | InomAir | frnom | cohl_ | systp | nlnph | nneutral | rline | xline | lline | cline | bline | tline | gline | rline0 | xline0 | lline0 | cline0 | bline0 | rnline | xnline | rpnline | xpnline | tmax | rtemp | alpha | Ithr | mlei | aohl_ | appr_modif | appr_status | avail | bett | bnline | bpnline | carmour | cnline | cpHeadFold | cpnline | cscreen | dat_src | fr_sheath | gline0 | gnrl_modif | Ices | imiso | iopt_cnd | iopt_inp | iopt_inpshc | iSchemeStatus | lcost | lnline | lpnline | oid_ | picln | pid_ | pitln | qurs | rectancond | rlin1 | rline_tmax | shins | shtyp | side_b | side_d | slin1 | slin2 | tid_ | tline0 | touchExp | twcln | twtln | xlin1
Name [ ] | Object path (key) | In Folder [ ] | Rated Voltage [kV] | Rated Current [kA] | Rated Current (in air) [kA] | Nominal Frequency [Hz] | Cable / OHL:Cable:Overhead Line [ ] | System Type:AC:DC [ ] | Phases:1:2:3 [ ] | Number of Neutrals:0:1 [ ] | Parameters per Length 1,2-Sequence: AC-Resistance R'(20°C) [Ohm/km] | Parameters per Length 1,2-Sequence: Reactance X' [Ohm/km] | Parameters per Length 1,2-Sequence: Inductance L' [mH/km] | Parameters per Length 1,2-Sequence: Capacitance C' [uF/km] | Parameters per Length 1,2-Sequence: Susceptance B' [uS/km] | Parameters per Length 1,2-Sequence: Ins. Factor [ ] | Parameters per Length 1,2-Sequence: Conductance G' [uS/km] | Parameters per Length Zero Sequence: AC-Resistance R0' [Ohm/km] | Parameters per Length Zero Sequence: Reactance X0' [Ohm/km] | Parameters per Length Zero Sequence: Inductance L0' [mH/km] | Parameters per Length Zero Sequence: Capacitance C0' [uF/km] | Parameters per Length Zero Sequence: Susceptance B0' [uS/km] | Parameters per Length, Neutral: AC-Resistance Rn' [Ohm/km] | Parameters per Length, Neutral: Reactance Xn' [Ohm/km] | Parameters per Length, Phase-Neutral Coupling: AC-Resistance Rpn' [Ohm/km] | Parameters per Length, Phase-Neutral Coupling: Reactance Xpn' [Ohm/km] | Parameters per Length 1,2-Sequence: Max. Operating Temperature [degC] | Max. End Temperature [degC] | Parameters per Length 1,2-Sequence: Temperature Coefficient [1/K] | Rated Short-Time (1s) Current (Conductor) [kA] | Parameters per Length 1,2-Sequence: Conductor material [ ] | Cable / OHL [ ] | Approval Information: Modified [ ] | Approval Information: Status [ ] | Availability:In stock:Remainder:Not available [ ] | Operating Temp. [degC] | Parameters per Length, Neutral: Susceptance Bn' [uS/km] | Parameters per Length, Phase-Neutral Coupling: Susceptance Bpn' [uS/km] | Cable Design Parameter With sheath: Armoured cable [ ] | Parameters per Length, Neutral: Capacitance Cn' [uF/km] | Head Folder [ ] | Parameters per Length, Phase-Neutral Coupling: Capacitance Cpn' [uF/km] | Cable Design Parameter With sheath: Radial cable screen [ ] | Data source [ ] | Cable Design Parameter: With sheath [ ] | Parameters per Length Zero Sequence: Conductance G0' [uS/km] | Object modified [ ] | Parameters per Length Zero Sequence: Earth-Fault Current [A/km] | Cable Design Parameter: Insulation material:PVC:XLPE:Mineral:Paper:EPR [ ] | Cable Design Parameter: Cable cores [ ] | Input Option Temperature Dependency for LDF, RMS and EMT calculations [ ] | Input Option Temperature Dependency for Complete SHC only [ ] | Scheme Status [ ] | Line type cost [USD/km] | Parameters per Length, Neutral: Inductance Ln' [mH/km] | Parameters per Length, Phase-Neutral Coupling: Inductance Lpn' [mH/km] | ObjectID [ ] | Inrush Peak Current: Ratio Ip/In [p.u.] | ProjectID [ ] | Inrush Peak Current: Maximum Time [s] | Nominal cross section [mm^2] | Rectangular Conductor [ ] | Loop Resistance (sev) [Ohm/km] | Parameters per Length 1,2-Sequence: AC-Resistance R' at max. operating temperature [Ohm/km] | Cable Design Parameter With sheath: Sheath insulation material [ ] | Cable Design Parameter With sheath: Sheath type:Non-metallic:Metallic [ ] | Rectangular Conductor: Height (b) [mm] | Rectangular Conductor: Width (d) [mm] | Rated Current (1.) [kA] | Load Current (*In) [*In] | TimeID [ ] | Parameters per Length Zero Sequence: Ins. Factor [ ] | Cable Design Parameter: Exposed to touch [ ] | Ratio It/In [p.u.] | Maximum Time [s] | Loop Reactance (sev) [Ohm/km]
CABLE KOTA | Library.IntPrjfolder\Equipment Type Library.IntPrjfolder\CABLE KOTA.TypLne | Library.IntPrjfolder\Equipment Type Library.IntPrjfolder | 20 | 1 | 1 | 50 | 0 | 0 | 3 | 0 | 0.265 | 0.106 | 0.33741 | 0 | 0 | 0 | 0 | 0.795 | 0.265 | 0.84352 | 0 | 0 | 0 | 0 | 0 | 0 | 80 | 80 | 0.00403 | 0 | Al | cab | 1746339868 | 0 | 0 | 0 | 0 | 0 | 1 | 0 | Library.IntPrjfolder\Equipment Type Library.IntPrjfolder | 0 | 0 | MAN | 0 | 0 | 1746339941 | 0 | 0 | mlt | mat | mat | 0 | 0 | 0 | 0 | 4905288 | 0 | 4905050 | 0 | 0 | 0 | 0 | 0 | 0 | 0 | 0 | 0 | 0 | 0 | 4294967294 | 0 | 0 | 0 | 0 | 0
20 kV 150A | Library.IntPrjfolder\Equipment Type Library.IntPrjfolder\20 kV 150A.TypLne | Library.IntPrjfolder\Equipment Type Library.IntPrjfolder | 20 | 1 | 1 | 50 | 1 | 0 | 3 | 0 | 0.21 | 0.3419 | 1.0883 | 0 | 0 | 0 | 0 | 0.21 | 1.6847 | 5.3624 | 0 | 0 | 0 | 0 | 0 | 0 | 80 | 80 | 0.00403 | 0 | Al | ohl | 1746340127 | 0 | 0 | 0 | 0 | 0 | 0 | 0 | Library.IntPrjfolder\Equipment Type Library.IntPrjfolder | 0 | 0 | MAN | 0 | 0 | 1746340994 | 0 | 0 | mlt | mat | mat | 0 | 0 | 0 | 0 | 4905299 | 0 | 4905050 | 0 | 0 | 0 | 0 | 0 | 0 | 0 | 0 | 0 | 0 | 0 | 4294967294 | 0 | 0 | 0 | 0 | 0
TAMBAK | Library.IntPrjfolder\Equipment Type Library.IntPrjfolder\TAMBAK.TypLne | Library.IntPrjfolder\Equipment Type Library.IntPrjfolder | 20 | 1 | 1 | 50 | 0 | 0 | 3 | 0 | 0.265 | 0.106 | 0.33741 | 0 | 0 | 0 | 0 | 0.795 | 0.265 | 0.84352 | 0 | 0 | 0 | 0 | 0 | 0 | 80 | 80 | 0.00403 | 0 | Cu | cab | 1746343253 | 0 | 0 | 0 | 0 | 0 | 1 | 0 | Library.IntPrjfolder\Equipment Type Library.IntPrjfolder | 0 | 0 | MAN | 0 | 0 | 1746343294 | 0 | 0 | mlt | mat | mat | 0 | 0 | 0 | 0 | 4905885 | 0 | 4905050 | 0 | 0 | 0 | 0 | 0 | 0 | 0 | 0 | 0 | 0 | 0 | 4294967294 | 0 | 0 | 0 | 0 | 0
20kV 150B | Library.IntPrjfolder\Equipment Type Library.IntPrjfolder\20kV 150B.TypLne | Library.IntPrjfolder\Equipment Type Library.IntPrjfolder | 20 | 1 | 1 | 50 | 0 | 0 | 3 | 0 | 0.225 | 0.36418 | 1.1592 | 0 | 0 | 0 | 0 | 0.3694 | 1.7073 | 5.4346 | 0 | 0 | 0 | 0 | 0 | 0 | 80 | 80 | 0.00403 | 0 | Al | cab | 1746343496 | 0 | 0 | 0 | 0 | 0 | 1 | 0 | Library.IntPrjfolder\Equipment Type Library.IntPrjfolder | 0 | 0 | MAN | 0 | 0 | 1746343568 | 0 | 0 | mlt | mat | mat | 0 | 0 | 0 | 0 | 4905897 | 0 | 4905050 | 0 | 0 | 0 | 0 | 0 | 0 | 0 | 0 | 0 | 0 | 0 | 4294967294 | 0 | 0 | 0 | 0 | 0
SANGKAPURA | Library.IntPrjfolder\Equipment Type Library.IntPrjfolder\SANGKAPURA.TypLne | Library.IntPrjfolder\Equipment Type Library.IntPrjfolder | 20 | 1 | 1 | 50 | 0 | 0 | 3 | 0 | 0.265 | 0.106 | 0.33741 | 0 | 0 | 0 | 0 | 0.795 | 0.265 | 0.84352 | 0 | 0 | 0 | 0 | 0 | 0 | 80 | 80 | 0.00403 | 0 | Al | cab | 1746411905 | 0 | 0 | 0 | 0 | 0 | 1 | 0 | Library.IntPrjfolder\Equipment Type Library.IntPrjfolder | 0 | 0 | MAN | 0 | 0 | 1746411965 | 0 | 0 | mlt | mat | mat | 0 | 0 | 0 | 0 | 4907394 | 0 | 4905050 | 0 | 0 | 0 | 0 | 0 | 0 | 0 | 0 | 0 | 0 | 0 | 4294967294 | 0 | 0 | 0 | 0 | 0
16 | Library.IntPrjfolder\Equipment Type Library.IntPrjfolder\16.TypLne | Library.IntPrjfolder\Equipment Type Library.IntPrjfolder | 20 | 1 | 1 | 50 | 0 | 0 | 3 | 0 | 1.955 | 0.37958 | 1.2082 | 0 | 0 | 0 | 0 | 2.0944 | 1.7227 | 5.4837 | 0 | 0 | 0 | 0 | 0 | 0 | 80 | 80 | 0.00403 | 0 | Al | cab | 1746413752 | 0 | 0 | 0 | 0 | 0 | 1 | 0 | Library.IntPrjfolder\Equipment Type Library.IntPrjfolder | 0 | 0 | MAN | 0 | 0 | 1746413835 | 0 | 0 | mlt | mat | mat | 0 | 0 | 0 | 0 | 4907757 | 0 | 4905050 | 0 | 0 | 0 | 0 | 0 | 0 | 0 | 0 | 0 | 0 | 0 | 4294967294 | 0 | 0 | 0 | 0 | 0

## TypSym
loc_name | _path | fold_id | sgn | ugn | cosn | nslty | xd | xq | xds | xqs | xdss | xqss | tds | tqs | tdss | tqss | tds0 | tqs0 | tdss0 | tqss0 | xl | rstr | x0sy | r0sy | x2sy | r2sy | xdsss | h | tag | dpu | iturbo | satur | sg10 | sg12 | Q_min | Q_max | model_inp | iamort | appr_modif | appr_status | cpHeadFold | cTdc | curk | curk1p | curk2p | curTab:avg | curTab:max | curTab:min | curTab:std | curTab:sum | curTab:varia | dat_src | depSmoothFac | dkd | dpe | frequ | gnrl_modif | hpn | i_exactConv | i_extModel | i_speedD | i_speedVar | i_trans | i_xl | i_xme2 | ifd | iinrush | Ikd | iner_inp | iopt_data | isat | isatSalient | iSchemeStatus | iTdcManual | iusesat | iuseXdk | J | kw | lss | nphase | oid_ | pid_ | polepairs | psim | q_max | q_min | r1d | r1de | r1q | r1qe | r2d | r2q | r3q | rfd | rfde | rgf | satse | satse:avg | satse:max | satse:min | satse:std | satse:sum | satse:varia | satseq:avg | satseq:max | satseq:min | satseq:std | satseq:sum | satseq:varia | satv | satv:avg | satv:max | satv:min | satv:std | satv:sum | satv:varia | satvq:avg | satvq:max | satvq:min | satvq:std | satvq:sum | satvq:varia | sg10q | sg12q | slipmin | smoothFac | t1d | t1q | t2d | t2q | t3d | t3q | t4d | t4q | t5d | t5q | t6d | t6q | t7d | t8d | tags | Tcold | Tdc | Thot | tid_ | Tinrush | typemetadata_changeLog | typemetadata_key | typemetadata_version | x1d | x1dc | x1de | x1q | x1qc | x1qe | x2d | x2q | x3q | xad | xaq | xdsat | xfd | xfde | xlTab:avg | xlTab:max | xlTab:min | xlTab:std | xlTab:sum | xlTab:varia | xrl | xrl2d | xrlq | xstr | xtor
Name [ ] | Object path (key) | In Folder [ ] | Rated apparent power [MVA] | Rated voltage [kV] | Rated power factor [ ] | Connection:D:Y:YN [ ] | Synchronous reactances: xd [p.u.] | Synchronous reactances: xq [p.u.] | Transient reactances: xd' [p.u.] | Transient reactances: xq' [p.u.] | Subtransient reactances: xd'' [p.u.] | Subtransient reactances: xq'' [p.u.] | Transient time constants: Td' [s] | Transient time constants: Tq' [s] | Subtransient time constants: Td'' [s] | Subtransient time constants: Tq'' [s] | Transient time constants: Td0' [s] | Transient time constants: Tq0' [s] | Subtransient time constants: Td0'' [s] | Subtransient time constants: Tq0'' [s] | Stator parameters: xl [p.u.] | Stator parameters: rstr [p.u.] | Zero sequence data: Reactance x0 [p.u.] | Zero sequence data: Resistance r0 [p.u.] | Negative sequence data: Reactance x2 [p.u.] | Negative sequence data: Resistance r2 [p.u.] | Subtransient reactance: saturated value xd''sat [p.u.] | Inertia: Inertia constant H (rated to Sgn) [s] | Inertia: Acceleration time const. Tag (rated to Pgn) [s] | Turbine shaft friction torque coefficient [ ] | Rotor type [ ] | For single fed short-circuit: Machine type IEC909/IEC60909 [ ] | Saturation parameter: SG10 [p.u.] | Saturation parameter: SG12 [p.u.] | Reactive power limits: Minimum value [Mvar] | Reactive power limits: Maximum value [Mvar] | Model [ ] | with amortisseur windings [ ] | Approval Information: Modified [ ] | Approval Information: Status [ ] | Head Folder [ ] | Time constants: Tdc [s] | Steady-state shc. current: 3-phase Ik3p [kA] | Steady-state shc. current: 1-phase Ik1p [kA] | Steady-state shc. current: 2-phase Ik2p [kA] | Stator leakage reactance: Current, Average [p.u.] | Stator leakage reactance: Current, Maximum [p.u.] | Stator leakage reactance: Current, Minimum [p.u.] | Stator leakage reactance: Current, Standard deviation [p.u.] | Stator leakage reactance: Current, Sum [p.u.] | Stator leakage reactance: Current, Variance [p.u.] | Data source [ ] | Stator leakage reactance: Dependency curve smoothing factor [%] | Damping torque coefficient [ ] | Damping torque coefficient based on power [ ] | Inertia: Nominal frequency [Hz] | Object modified [ ] | Inertia: Inertia constant H (rated to Pgn) [s] | Exact conversion of time constants [ ] | Model [ ] | Speed deviation based on [ ] | Effect of speed variation [ ] | Use frequency transfer functions [ ] | Stator parameters: xl is current dependent [ ] | Consider negative sequence torque [ ] | Saturation parameter: ie [%] | Inrush peak current: Ratio Ip/In [p.u.] | Steady-state shc. current: Ikd [p.u.] | Inertia: Input mode [ ] | Input parameters [ ] | Main flux saturation:&0&No saturation:&1&Quadratic (SG10/SG12):&3&Exponential (SG10/SG12):&2&Tabular input [ ] | Saturation:&0&d- and q-axis (flux magnitude):&4&d- and q-axis equal (flux magnitude):&1&d-axis only (flux magnitude):&2&d- and q-axis (flux components):&3&d-axis only (d-axis flux component) [ ] | Scheme Status [ ] | Time constants: Enter Tdc manually [ ] | Subtransient reactances: Use saturated value [ ] | Steady-state shc. current: Ik instead of reactances [ ] | Inertia: Moment of inertia J [kgm^2] | Rotor current compensation factor: kw [p.u.] | Subtransient reactances: l'' [p.u.] | No. of phases:1:3 [ ] | ObjectID [ ] | ProjectID [ ] | Inertia: No. of pole pairs [ ] | Permanent magnet: Rotor flux [p.u.] | Reactive power limits: Maximum value [p.u.] | Reactive power limits: Minimum value [p.u.] | Rotor d-axis parameters: r1d [p.u.] | Rotor d-axis parameters: r1de [p.u.] | Rotor q-axis parameters: r1q [p.u.] | Rotor q-axis parameters: r1qe [p.u.] | Rotor d-axis parameters: r2d [p.u.] | Rotor q-axis parameters: r2q [p.u.] | Rotor q-axis parameters: r3q [p.u.] | Rotor d-axis parameters: rfd [p.u.] | Rotor d-axis parameters: rfde [p.u.] | Fictitious resistance [p.u.] | Saturation parameter: SG(u) [p.u.] | Saturation parameter: SG(u), Average [p.u.] | Saturation parameter: SG(u), Maximum [p.u.] | Saturation parameter: SG(u), Minimum [p.u.] | Saturation parameter: SG(u), Standard deviation [p.u.] | Saturation parameter: SG(u), Sum [p.u.] | Saturation parameter: SG(u), Variance [p.u.] | Saturation parameter: SG(u), Average [p.u.] | Saturation parameter: SG(u), Maximum [p.u.] | Saturation parameter: SG(u), Minimum [p.u.] | Saturation parameter: SG(u), Standard deviation [p.u.] | Saturation parameter: SG(u), Sum [p.u.] | Saturation parameter: SG(u), Variance [p.u.] | Saturation parameter: Term. voltage [p.u.] | Saturation parameter: Term. voltage, Average [p.u.] | Saturation parameter: Term. voltage, Maximum [p.u.] | Saturation parameter: Term. voltage, Minimum [p.u.] | Saturation parameter: Term. voltage, Standard deviation [p.u.] | Saturation parameter: Term. voltage, Sum [p.u.] | Saturation parameter: Term. voltage, Variance [p.u.] | Saturation parameter: Term. voltage, Average [p.u.] | Saturation parameter: Term. voltage, Maximum [p.u.] | Saturation parameter: Term. voltage, Minimum [p.u.] | Saturation parameter: Term. voltage, Standard deviation [p.u.] | Saturation parameter: Term. voltage, Sum [p.u.] | Saturation parameter: Term. voltage, Variance [p.u.] | Saturation parameter: SG10 q-axis [p.u.] | Saturation parameter: SG12 q-axis [p.u.] | Threshold for slip dependency: Minimum slip [%] | Saturation parameter: Smoothing factor [%] | d-axis time constants: t1d [s] | q-axis time constants: t1q [s] | d-axis time constants: t2d [s] | q-axis time constants: t2q [s] | d-axis time constants: t3d [s] | q-axis time constants: t3q [s] | d-axis time constants: t4d [s] | q-axis time constants: t4q [s] | d-axis time constants: t5d [s] | q-axis time constants: t5q [s] | d-axis time constants: t6d [s] | q-axis time constants: t6q [s] | d-axis time constants: t7d [s] | d-axis time constants: t8d [s] | Inertia: Acceleration time const. Tag (rated to Sgn) [s] | Stall time: Cold [s] | Time constants: Tdc [s] | Stall time: Hot [s] | TimeID [ ] | Inrush peak current: Max. time [s] | Change Log [ ] | Type Key [ ] | Version [ ] | Rotor d-axis parameters: x1d [p.u.] | Rotor d-axis parameters: x1dc [p.u.] | Rotor d-axis parameters: x1de [p.u.] | Rotor q-axis parameters: x1q [p.u.] | Rotor q-axis parameters: x1qc [p.u.] | Rotor q-axis parameters: x1qe [p.u.] | Rotor d-axis parameters: x2d [p.u.] | Rotor q-axis parameters: x2q [p.u.] | Rotor q-axis parameters: x3q [p.u.] | Mutual reactances: xad [p.u.] | Mutual reactances: xaq [p.u.] | For single fed short-circuit: Reciprocal of short-circuit ratio (xdsat) [p.u.] | Rotor d-axis parameters: xfd [p.u.] | Rotor d-axis parameters: xfde [p.u.] | Stator leakage reactance: xl, Average [p.u.] | Stator leakage reactance: xl, Maximum [p.u.] | Stator leakage reactance: xl, Minimum [p.u.] | Stator leakage reactance: xl, Standard deviation [p.u.] | Stator leakage reactance: xl, Sum [p.u.] | Stator leakage reactance: xl, Variance [p.u.] | Rotor mutual reactances: xrld [p.u.] | Rotor d-axis parameters: xrl2d [p.u.] | Rotor mutual reactances: xrlq [p.u.] | xstr [p.u.] | Stator resistance: Ratio X/R [ ]
SG Type 700 kVA 0.4 kV | Library.IntPrjfolder\Templates.IntPrjfolder\Diesel Genset 0.5MW.IntTemplate\Library\Equipment Type Library\SG Type 700 kVA 0.4 kV.TypSym | Library.IntPrjfolder\Templates.IntPrjfolder\Diesel Genset 0.5MW.IntTemplate\Library\Equipment Type Library | 0.823 | 0.4 | 0.85 | 1 | 2.637 | 1.345 | 0.161 | 1.345 | 0.129 | 0.144 | 0.1 | 0 | 0.01 | 0.01 | 1.6763 | 0 | 0.012194 | 0.1034 | 0.064 | 0.012 | 0.004497 | 0.0063546 | 0.109 | 0.048 | 0.13 | 0.474 | 1.1153 | 0 | 0 | 0 | 0.40337 | 1.7536 | -0.823 | 0.823 | det | 1 | 1612307282 | 0 | Library.IntPrjfolder\Templates.IntPrjfolder\Diesel Genset 0.5MW.IntTemplate | 0.034218 | 0 | 0 | 0 | 0 | 0 | 0 | 0 | 0 | 0 | MAN | 10 | 0 | 0 | 50 | 1747379844 | 0.55765 | 1 | 1 | 0 | 0 | 1 | 0 | 1 | [0.0, 25.0, 38.0, 50.0, 64.0, 80.0, 102.0, 140.0, 226.00000000000003, 330.0, 443.0, 1027.0] | 10 | 1.2 | DEF | 1 | 2 | 0 | 0 | 0 | 0 | 0 | 31.6205 | 0 | 0.1365 | 3 | 4909747 | 4905050 | 2 | 1 | 1 | -1 | 0.0969 | 0.1 | 0.00433 | 0.005 | 0.013 | 0.0122 | 0.0017 | 0.00083 | 0.001 | 0 | [0.0, 0.0, 0.01333333333333342, 0.0, 0.02400000000000002, 0.06666666666666665, 0.1657142857142857, 0.3999999999999999, 1.008888888888889, 1.75, 2.544, 6.469090909090909] | 1.0368 | 6.4691 | 0 | 1.8188 | 12.4417 | 3.3079 | 0 | 0 | 0 | 0 | 0 | 0 | [0.0, 0.25, 0.375, 0.5, 0.625, 0.75, 0.875, 1.0, 1.125, 1.2, 1.25, 1.375] | 0.77708 | 1.375 | 0 | 0.41677 | 9.325 | 0.17369 | 0 | 0 | 0 | 0 | 0 | 0 | 0 | 0 | 0.1 | 10 | 0.65637 | 0.975 | 0.046153 | 0.116 | 0.0043605 | 0.0067 | 7.9098 | 1.79 | 0.046295 | 0.276 | 0.0043995 | 0.0085 | 0.046003 | 0.0041867 | 0.948 | 20 | 0.3 | 10 | 4294967294 | 0.02 |  |  |  | 5.182 | 0 | 5 | 1.4475 | 0 | 1.4 | 0.0369 | 0.056 | 0.4064 | 2.152 | 2.057 | 1.2 | 0.2785 | 0.3 | 0 | 0 | 0 | 0 | 0 | 0 | 0 | 0 | 0 | 0.2 | 10.8333
Gas Turbine 1MVA 0.4KV | Library.IntPrjfolder\Equipment Type Library.IntPrjfolder\Gas Turbine 1MVA 0.4KV.TypSym | Library.IntPrjfolder\Equipment Type Library.IntPrjfolder | 1.259 | 0.4 | 0.85 | 2 | 2.349 | 2.136 | 0.219 | 0.362 | 0.169 | 0.177 | 0.64 | 0.64 | 0.022 | 0.022 | 6.8647 | 3.7764 | 0.028509 | 0.044994 | 0.1 | 0.002 | 0.076 | 0.006 | 0.185 | 0.039 | 0.134 | 0.571 | 1.3435 | 0 | 1 | 0 | 0 | 0 | -0.55396 | 1.045 | det | 1 | 1612307278 | 0 | Library.IntPrjfolder\Equipment Type Library.IntPrjfolder | 0.26897 | 0 | 0 | 0 | 0 | 0 | 0 | 0 | 0 | 0 | MAN | 10 | 0 | 0 | 50 | 1747379866 | 0.67176 | 0 | 0 | 0 | 1 | 1 | 0 | 1 |  | 10 | 1.2 | DEF | 1 | 0 | 0 | 0 | 0 | 0 | 0 | 58.2709 | 0 | 0.173 | 3 | 4909866 | 4905050 | 2 | 1 | 0.83 | -0.44 | 0.0969 | 0.1 | 0.00433 | 0.005 | 0.013 | 0.0122 | 0.0017 | 0.00083 | 0.001 | 0 |  | 0 | 0 | 0 | 0 | 0 | 0 | 0 | 0 | 0 | 0 | 0 | 0 |  | 0 | 0 | 0 | 0 | 0 | 0 | 0 | 0 | 0 | 0 | 0 | 0 | 0 | 0 | 0.1 | 10 | 0.65637 | 0.975 | 0.046153 | 0.116 | 0.0043605 | 0.0067 | 7.9098 | 1.79 | 0.046295 | 0.276 | 0.0043995 | 0.0085 | 0.046003 | 0.0041867 | 1.142 | 20 | 0.3 | 10 | 4294967294 | 0.02 | ["v002.0: ", " - Option \"Consider negative sequence torque\" enabled for RMS simulation. ", " For effective negative sequence torque in RMS simulation, the parameters for ", " - stator resistance rstr and ", " - negative sequence resistance r2 (r2sy) ", " have to be populated as well.", " - Option \"Use frequency transfer functions\" enabled ", " for power quality/harmonics assessment.", "", "v001.1: Description page cleaned", "", "v001.0: Initial version", ""] | ["f41ba607-b2a0-4eb3-b5c3-4a49c2853f29"] | ["v002.0"] | 5.182 | 0 | 5 | 1.4475 | 0 | 1.4 | 0.0369 | 0.056 | 0.4064 | 2.152 | 2.057 | 1.97 | 0.2785 | 0.3 | 0 | 0 | 0 | 0 | 0 | 0 | 0 | 0 | 0 | 0.2 | 67
MAN 700 kVA 0.4 kV | Library.IntPrjfolder\Equipment Type Library.IntPrjfolder\MAN 700 kVA 0.4 kV.TypSym | Library.IntPrjfolder\Equipment Type Library.IntPrjfolder | 0.7024 | 0.4 | 0.85 | 1 | 2.637 | 1.345 | 0.161 | 1.345 | 0.129 | 0.144 | 0.1 | 0 | 0.01 | 0.01 | 1.6763 | 0 | 0.012194 | 0.1034 | 0.064 | 0.012 | 0.004497 | 0.0063546 | 0.109 | 0.048 | 0.13 | 0.188 | 0.44235 | 0 | 0 | 0 | 0.40337 | 1.7536 | -0.7024 | 0.7024 | det | 1 | 1612307282 | 0 | Library.IntPrjfolder\Equipment Type Library.IntPrjfolder | 0.034218 | 0 | 0 | 0 | 0 | 0 | 0 | 0 | 0 | 0 | MAN | 10 | 0 | 0 | 50 | 1747379151 | 0.22118 | 1 | 1 | 0 | 0 | 1 | 0 | 1 | [0.0, 25.0, 38.0, 50.0, 64.0, 80.0, 102.0, 140.0, 226.00000000000003, 330.0, 443.0, 1027.0] | 10 | 1.2 | DEF | 1 | 2 | 0 | 0 | 0 | 0 | 0 | 2.6759 | 0 | 0.1365 | 3 | 4909816 | 4905050 | 1 | 1 | 1 | -1 | 0.0969 | 0.1 | 0.00433 | 0.005 | 0.013 | 0.0122 | 0.0017 | 0.00083 | 0.001 | 0 | [0.0, 0.0, 0.01333333333333342, 0.0, 0.02400000000000002, 0.06666666666666665, 0.1657142857142857, 0.3999999999999999, 1.008888888888889, 1.75, 2.544, 6.469090909090909] | 1.0368 | 6.4691 | 0 | 1.8188 | 12.4417 | 3.3079 | 0 | 0 | 0 | 0 | 0 | 0 | [0.0, 0.25, 0.375, 0.5, 0.625, 0.75, 0.875, 1.0, 1.125, 1.2, 1.25, 1.375] | 0.77708 | 1.375 | 0 | 0.41677 | 9.325 | 0.17369 | 0 | 0 | 0 | 0 | 0 | 0 | 0 | 0 | 0.1 | 10 | 0.65637 | 0.975 | 0.046153 | 0.116 | 0.0043605 | 0.0067 | 7.9098 | 1.79 | 0.046295 | 0.276 | 0.0043995 | 0.0085 | 0.046003 | 0.0041867 | 0.376 | 20 | 0.3 | 10 | 4294967294 | 0.02 |  |  |  | 5.182 | 0 | 5 | 1.4475 | 0 | 1.4 | 0.0369 | 0.056 | 0.4064 | 2.152 | 2.057 | 1.2 | 0.2785 | 0.3 | 0 | 0 | 0 | 0 | 0 | 0 | 0 | 0 | 0 | 0.2 | 10.8333
MTU Type 700 kVA 0.4 kV | Library.IntPrjfolder\Equipment Type Library.IntPrjfolder\MTU Type 700 kVA 0.4 kV.TypSym | Library.IntPrjfolder\Equipment Type Library.IntPrjfolder | 0.7353 | 0.4 | 0.85 | 1 | 2.637 | 1.345 | 0.161 | 1.345 | 0.129 | 0.144 | 0.1 | 0 | 0.01 | 0.01 | 1.6763 | 0 | 0.012194 | 0.1034 | 0.064 | 0.012 | 0.004497 | 0.0063546 | 0.109 | 0.048 | 0.13 | 0.188 | 0.44235 | 0 | 0 | 0 | 0.40337 | 1.7536 | -0.7353 | 0.7353 | det | 1 | 1612307282 | 0 | Library.IntPrjfolder\Equipment Type Library.IntPrjfolder | 0.034218 | 0 | 0 | 0 | 0 | 0 | 0 | 0 | 0 | 0 | MAN | 10 | 0 | 0 | 50 | 1747379227 | 0.22118 | 1 | 1 | 0 | 0 | 1 | 0 | 1 | [0.0, 25.0, 38.0, 50.0, 64.0, 80.0, 102.0, 140.0, 226.00000000000003, 330.0, 443.0, 1027.0] | 10 | 1.2 | DEF | 1 | 2 | 0 | 0 | 0 | 0 | 0 | 2.8013 | 0 | 0.1365 | 3 | 4909821 | 4905050 | 1 | 1 | 1 | -1 | 0.0969 | 0.1 | 0.00433 | 0.005 | 0.013 | 0.0122 | 0.0017 | 0.00083 | 0.001 | 0 | [0.0, 0.0, 0.01333333333333342, 0.0, 0.02400000000000002, 0.06666666666666665, 0.1657142857142857, 0.3999999999999999, 1.008888888888889, 1.75, 2.544, 6.469090909090909] | 1.0368 | 6.4691 | 0 | 1.8188 | 12.4417 | 3.3079 | 0 | 0 | 0 | 0 | 0 | 0 | [0.0, 0.25, 0.375, 0.5, 0.625, 0.75, 0.875, 1.0, 1.125, 1.2, 1.25, 1.375] | 0.77708 | 1.375 | 0 | 0.41677 | 9.325 | 0.17369 | 0 | 0 | 0 | 0 | 0 | 0 | 0 | 0 | 0.1 | 10 | 0.65637 | 0.975 | 0.046153 | 0.116 | 0.0043605 | 0.0067 | 7.9098 | 1.79 | 0.046295 | 0.276 | 0.0043995 | 0.0085 | 0.046003 | 0.0041867 | 0.376 | 20 | 0.3 | 10 | 4294967294 | 0.02 |  |  |  | 5.182 | 0 | 5 | 1.4475 | 0 | 1.4 | 0.0369 | 0.056 | 0.4064 | 2.152 | 2.057 | 1.2 | 0.2785 | 0.3 | 0 | 0 | 0 | 0 | 0 | 0 | 0 | 0 | 0 | 0.2 | 10.8333
DEUTZ MWM | Library.IntPrjfolder\Equipment Type Library.IntPrjfolder\DEUTZ MWM.TypSym | Library.IntPrjfolder\Equipment Type Library.IntPrjfolder | 0.6776 | 0.4 | 0.85 | 1 | 2.637 | 1.345 | 0.161 | 1.345 | 0.129 | 0.144 | 0.1 | 0 | 0.01 | 0.01 | 1.6763 | 0 | 0.012194 | 0.1034 | 0.064 | 0.012 | 0.004497 | 0.0063546 | 0.109 | 0.048 | 0.13 | 0.188 | 0.44235 | 0 | 0 | 0 | 0.40337 | 1.7536 | -0.6776 | 0.6776 | det | 1 | 1612307282 | 0 | Library.IntPrjfolder\Equipment Type Library.IntPrjfolder | 0.034218 | 0 | 0 | 0 | 0 | 0 | 0 | 0 | 0 | 0 | MAN | 10 | 0 | 0 | 50 | 1747379060 | 0.22118 | 1 | 1 | 0 | 0 | 1 | 0 | 1 | [0.0, 25.0, 38.0, 50.0, 64.0, 80.0, 102.0, 140.0, 226.00000000000003, 330.0, 443.0, 1027.0] | 10 | 1.2 | DEF | 1 | 2 | 0 | 0 | 0 | 0 | 0 | 2.5814 | 0 | 0.1365 | 3 | 4909880 | 4905050 | 1 | 1 | 1 | -1 | 0.0969 | 0.1 | 0.00433 | 0.005 | 0.013 | 0.0122 | 0.0017 | 0.00083 | 0.001 | 0 | [0.0, 0.0, 0.01333333333333342, 0.0, 0.02400000000000002, 0.06666666666666665, 0.1657142857142857, 0.3999999999999999, 1.008888888888889, 1.75, 2.544, 6.469090909090909] | 1.0368 | 6.4691 | 0 | 1.8188 | 12.4417 | 3.3079 | 0 | 0 | 0 | 0 | 0 | 0 | [0.0, 0.25, 0.375, 0.5, 0.625, 0.75, 0.875, 1.0, 1.125, 1.2, 1.25, 1.375] | 0.77708 | 1.375 | 0 | 0.41677 | 9.325 | 0.17369 | 0 | 0 | 0 | 0 | 0 | 0 | 0 | 0 | 0.1 | 10 | 0.65637 | 0.975 | 0.046153 | 0.116 | 0.0043605 | 0.0067 | 7.9098 | 1.79 | 0.046295 | 0.276 | 0.0043995 | 0.0085 | 0.046003 | 0.0041867 | 0.376 | 20 | 0.3 | 10 | 4294967294 | 0.02 |  |  |  | 5.182 | 0 | 5 | 1.4475 | 0 | 1.4 | 0.0369 | 0.056 | 0.4064 | 2.152 | 2.057 | 1.2 | 0.2785 | 0.3 | 0 | 0 | 0 | 0 | 0 | 0 | 0 | 0 | 0 | 0.2 | 10.8333

## TypTr2
loc_name | _path | fold_id | strn | frnom | utrn_h | utrn_l | uktr | pcutr | uktrr | xtor | uk0tr | ur0tr | tr2cn_h | tr2cn_l | nt2ag | vecgrp | curmg | pfe | zx0hl_n | rtox0_n | itrdl | itrdr | itrdl_lv | itrdr_lv | tap_side | dutap | phitr | nntap0 | ntpmn | ntpmx | itapch | nt2ph | aFrolich | ansiclass | appr_modif | appr_status | bFrolich | bm1 | cFrolich | cknee | cpHeadFold | dat_src | dphitap | dphitap2 | dutap2 | eddypc | gm1 | gnrl_modif | iFinalSlope | iFit | iHyster | iIntDelta | iInterPol | iIntPola | iLimb | iSchemeStatus | it0mt | itapch2 | iTapLoading | itapzdep | itratioadpt | itrdl0 | itrdl0_lv | itrdr0 | itrdr0_lv | itrldf | itrmt | itrtype | ksat | l0pu | l1pu | Lwidth | mseFrolich | nntap02 | ntpmn2 | ntpmx2 | oid_ | oltc | oltc2 | pcutmn | pcutmx | phitr2 | pict1 | pict2 | pid_ | pitt1 | pitt2 | psi0 | pT | r0delta | r0pu | r0pu_hlo | r0pu_hls | r0pu_lho | r0putmn | r0putmx | r1pu | r1putmn | r1putmx | satcue:avg | satcue:max | satcue:min | satcue:std | satcue:sum | satcue:varia | satcur:avg | satcur:max | satcur:min | satcur:std | satcur:sum | satcur:varia | satflux:avg | satflux:max | satflux:min | satflux:std | satflux:sum | satflux:varia | satvol:avg | satvol:max | satvol:min | satvol:std | satvol:sum | satvol:varia | smoothf | smoothfac | strnfc | tap_side2 | tapchtype | tapchtype2 | tid_ | twct2 | twtt2 | uk0_hlo | uk0_hls | uk0_lho | uk0delta | uk0rtmn | uk0rtmx | uk0tmn | uk0tmx | ukrtmn | ukrtmx | uktmn | uktmx | ur0_hlo | ur0_hls | ur0_lho | ur0delta | x0delta | x0pu | x0pu_hlo | x0pu_hls | x0pu_lho | x0putmn | x0putmx | x0tor0 | x0tor0delta | x0tor0tmn | x0tor0tmx | x1pu | x1putmn | x1putmx | xmair | xmlin | xsatFrolich | xtortmn | xtortmx | xtr0_hlo | xtr0_hls | xtr0_lho | zx0hl_h | zx0hl_l
Name [ ] | Object path (key) | In Folder [ ] | Rated Power [MVA] | Nominal Frequency [Hz] | Rated Voltage: HV-Side [kV] | Rated Voltage: LV-Side [kV] | Positive Sequence Impedance: Short-Circuit Voltage uk [%] | Positive Sequence Impedance: Copper Losses [kW] | Positive Sequence Impedance: SHC-Voltage (Re(uk)) ukr [%] | Positive Sequence Impedance: Ratio X/R [ ] | Zero Sequence Impedance: Short-Circuit Voltage uk0 [%] | Zero Sequence Impedance: SHC-Voltage (Re(uk0)) uk0r [%] | Vector Group: HV-Side:Y :YN:Z :ZN:D [ ] | Vector Group: LV-Side:Y :YN:Z :ZN:D [ ] | Vector Group: Phase Shift [*30deg] | Vector Group: Name [ ] | Magnetising Impedance: No Load Current [%] | Magnetising Impedance: No Load Losses [kW] | Zero Sequence Magnetising Impedance: Mag. Impedance/uk0 [ ] | Zero Sequence Magnetising Impedance: Mag. R/X [ ] | Distribution of Leakage Reactances (p.u.): x,Pos.Seq. HV-Side [ ] | Distribution of Leakage Resistances (p.u.): r,Pos.Seq. HV-Side [ ] | Distribution of Leakage Reactances (p.u.): x,Pos.Seq. LV-Side [ ] | Distribution of Leakage Resistances (p.u.): r,Pos.Seq. LV-Side [ ] | Tap Changer 1: at Side:HV:LV [ ] | Tap Changer 1: Additional Voltage per Tap [%] | Tap Changer 1: Phase of du [deg] | Tap Changer 1: Neutral Position [ ] | Tap Changer 1: Minimum Position [ ] | Tap Changer 1: Maximum Position [ ] | Tap Changer 1 [ ] | Technology [ ] | Frolich equation coefficient a [ ] | Class:OA:FA:FOA [ ] | Approval Information: Modified [ ] | Approval Information: Status [ ] | Frolich equation coefficient b [ ] | Frequency dependencies of magnetising admittance: 1/lm [p.u.] | Frolich equation coefficient c [ ] | Knee Current [p.u.] | Head Folder [ ] | Data source [ ] | Tap Changer 1: Additional Angle per Tap [deg] | Tap Changer 2: Additional Angle per Tap [deg] | Tap Changer 2: Additional Voltage per Tap [%] | Data for K-factor, Factor-K, FHL and skin effect: Ratio: winding eddy current-/copper losses [ ] | Frequency dependencies of magnetising admittance: gm [p.u.] | Object modified [ ] | Magnetising Reactance: Set final slope (peak values) [ ] | Magnetising Reactance: Data fitting:Piecewise linear:Frolich:Modified Frolich [ ] | Magnetising Reactance Hysteresis: Model:None:History Independent [ ] | Vector Group: Internal Delta Winding [ ] | Magnetising Reactance: Interpolation:spline:piecewise linear [ ] | Magnetising Reactance: Interpolation:spline:piecewise linear [ ] | Magnetising Reactance: Core:&3&3 Limb:&5&5 Limb [ ] | Scheme Status [ ] | Type [ ] | Tap Changer 2 [ ] | Tap dependent rating: Configuration:No dependency (constant current):Full Capacity Below Normal (FCBN):Reduced Capacity Below Normal (RCBN) [ ] | Tap dependent impedance [ ] | Transformer Ratio Adaptation [ ] | Distr. of Leakage Zero Sequence Reactances (p.u.): x0, Zero.Seq. HV-Side [ ] | Distr. of Leakage Zero Sequence Reactances (p.u.): x0, Zero.Seq. LV-Side [ ] | Distr. of Zero Sequence Leakage Resistances (p.u.): r0, Zero.Seq. HV-Side [ ] | Distr. of Zero Sequence Leakage Resistances (p.u.): r0, Zero.Seq. LV-Side [ ] | Magnetising Reactance: Type [ ] | Magnetising Reactance: Type [ ] | Transformer Type:Liquid-Immersed:Dry-Type [ ] | Magnetising Reactance: Saturation Exponent [ ] | Frequency dependencies of zero sequence impedance: Inductance l0 [p.u.] | Frequency dependencies of positive sequence impedance: Inductance l1 [p.u.] | Magnetising Reactance Hysteresis: Loop width [%] | Frolich equation, mean squared error [ ] | Tap Changer 2: Neutral Position [ ] | Tap Changer 2: Minimum Position [ ] | Tap Changer 2: Maximum Position [ ] | ObjectID [ ] | On-load Tap Changer [ ] | On-load Tap Changer 2 [ ] | Tap dependent impedance: Pcu (min. tap) [kW] | Tap dependent impedance: Pcu (max. tap) [kW] | Tap Changer 2: Phase of du [deg] | Inrush Peak Current: Ratio Ip/In (1) [p.u.] | Inrush Peak Current: Ratio Ip/In (2) [p.u.] | ProjectID [ ] | Inrush Peak Current: Max. Time (1) [s] | Inrush Peak Current: Max. Time (2) [s] | Magnetising Reactance: Knee Flux [p.u.] | Voltage Range [ ] | Delta Winding, r0 [p.u.] | Zero Sequence Impedance: Resistance r0 [p.u.] | Zero Sequence Impedance: HV-Resistance r0 (LV open) [p.u.] | Zero Sequence Impedance: HV-Resistance r0 (LV short-circuit) [p.u.] | Zero Sequence Impedance: LV-Resistance r0 (HV open) [p.u.] | Tap dependent impedance: r0 (min. tap) [p.u.] | Tap dependent impedance: r0 (max. tap) [p.u.] | Positive Sequence Impedance: Resistance r1 [p.u.] | Tap dependent impedance: r1 (min. tap) [p.u.] | Tap dependent impedance: r1 (max. tap) [p.u.] | Magnetising Reactance: Current (RMS), Average [%] | Magnetising Reactance: Current (RMS), Maximum [%] | Magnetising Reactance: Current (RMS), Minimum [%] | Magnetising Reactance: Current (RMS), Standard deviation [%] | Magnetising Reactance: Current (RMS), Sum [%] | Magnetising Reactance: Current (RMS), Variance [%] | Magnetising Reactance: Current (peak), Average [p.u.] | Magnetising Reactance: Current (peak), Maximum [p.u.] | Magnetising Reactance: Current (peak), Minimum [p.u.] | Magnetising Reactance: Current (peak), Standard deviation [p.u.] | Magnetising Reactance: Current (peak), Sum [p.u.] | Magnetising Reactance: Current (peak), Variance [p.u.] | Magnetising Reactance: Flux (peak), Average [p.u.] | Magnetising Reactance: Flux (peak), Maximum [p.u.] | Magnetising Reactance: Flux (peak), Minimum [p.u.] | Magnetising Reactance: Flux (peak), Standard deviation [p.u.] | Magnetising Reactance: Flux (peak), Sum [p.u.] | Magnetising Reactance: Flux (peak), Variance [p.u.] | Magnetising Reactance: Voltage (RMS), Average [p.u.] | Magnetising Reactance: Voltage (RMS), Maximum [p.u.] | Magnetising Reactance: Voltage (RMS), Minimum [p.u.] | Magnetising Reactance: Voltage (RMS), Standard deviation [p.u.] | Magnetising Reactance: Voltage (RMS), Sum [p.u.] | Magnetising Reactance: Voltage (RMS), Variance [p.u.] | Magnetising Reactance: Smoothing Factor [%] | Magnetising Reactance: Smoothing Factor [%] | Rated Power (forced cooling) [MVA] | Tap Changer 2: at Side:HV:LV [ ] | Tap Changer 1: Type:Ratio/Asym. Phase Shifter:Ideal Phase Shifter:Sym. Phase Shifter [ ] | Tap Changer 2: Type:Ratio/Asym. Phase Shifter:Ideal Phase Shifter [ ] | TimeID [ ] | Ratio It/In [p.u.] | Max. Time [s] | Zero Sequence Impedance: HV-SHC-Voltage uk0 (LV open) [%] | Zero Sequence Impedance: HV-SHC-Voltage uk0 (LV short-circuit) [%] | Zero Sequence Impedance: LV-SHC-Voltage uk0 (HV open) [%] | Delta Winding, uk0 [%] | Tap dependent impedance: Re(uk0) (min. tap) [%] | Tap dependent impedance: Re(uk0) (max. tap) [%] | Tap dependent impedance: uk0 (min. tap) [%] | Tap dependent impedance: uk0 (max. tap) [%] | Tap dependent impedance: Re(uk) (min. tap) [%] | Tap dependent impedance: Re(uk) (max. tap) [%] | Tap dependent impedance: uk (min. tap) [%] | Tap dependent impedance: uk (max. tap) [%] | Zero Sequence Impedance: HV-SHC-Voltage Re(uk0) (LV open) [%] | Zero Sequence Impedance: HV-SHC-Voltage Re(uk0) (LV short-circuit) [%] | Zero Sequence Impedance: LV-SHC-Voltage Re(uk0) (HV open) [%] | Delta Winding, Re(uk0) [%] | Delta Winding, x0 [p.u.] | Zero Sequence Impedance: Reactance x0 [p.u.] | Zero Sequence Impedance: HV-Reactance x0 (LV open) [p.u.] | Zero Sequence Impedance: HV-Reactance x0 (LV short-circuit) [p.u.] | Zero Sequence Impedance: LV-Reactance x0 (HV open) [p.u.] | Tap dependent impedance: x0 (min. tap) [p.u.] | Tap dependent impedance: x0 (max. tap) [p.u.] | Zero Sequence Impedance: Ratio X0/R0 [ ] | Delta Winding, X0/R0 [ ] | Tap dependent impedance: X0/R0 (min. tap) [ ] | Tap dependent impedance: X0/R0 (max. tap) [ ] | Positive Sequence Impedance: Reactance x1 [p.u.] | Tap dependent impedance: x1 (min. tap) [p.u.] | Tap dependent impedance: x1 (max. tap) [p.u.] | Magnetising Reactance: Saturated Reactance [p.u.] | Magnetising Reactance: Linear Reactance [p.u.] | Frolich equation saturated reactance (p.u.) [ ] | Tap dependent impedance: X/R (min. tap) [ ] | Tap dependent impedance: X/R (max. tap) [ ] | Zero Sequence Impedance: HV-Ratio X0/R0 (LV open) [ ] | Zero Sequence Impedance: HV-Ratio X0/R0 (LV short-circuit) [ ] | Zero Sequence Impedance: LV-Ratio X0/R0 (HV open) [ ] | z, Zero Sequ. HV-Side [ ] | z, Zero Sequ. LV-Side [ ]
GT 0.4/20kV 630 kVA | Library.IntPrjfolder\Equipment Type Library.IntPrjfolder\GT 0.4/20kV 630 kVA.TypTr2 | Library.IntPrjfolder\Equipment Type Library.IntPrjfolder | 0.63 | 50 | 20 | 0.4 | 4 | 0 | 0 | 9999999 | 4 | 0 | YN | D | 1 | YNd1 | 0 | 0 | 100 | 0 | 0.5 | 0.5 | 0.5 | 0.5 | 0 | 0 | 0 | 0 | 0 | 0 | 1 | 3 | 0 | FOA | 1746429037 | 0 | 0 | 0 | 0 | 0 | Library.IntPrjfolder\Equipment Type Library.IntPrjfolder | MAN | 0 | 0 | 0 | 0.1 | 0 | 1746431632 | 0 | 0 | 0 | 0 | 0 | 0 | 3 | 0 | 0 | 0 | 0 | 0 | 0 | 0.9 | 0.1 | 0.9 | 0.1 | 0 | 0 | 0 | 3 | 0.04 | 0.04 | 0 | 0 | 0 | 0 | 0 | 4905165 | 0 | 0 | 0 | 0 | 0 | 25 | 0 | 4905050 | 0.01 | 0 | 1.1 | 0.0 % <= pT <= 0.0 % | 9999999 | 0 | 0 | 0 | 0 | 0 | 0 | 0 | 0 | 0 | 0 | 0 | 0 | 0 | 0 | 0 | 0 | 0 | 0 | 0 | 0 | 0 | 0 | 0 | 0 | 0 | 0 | 0 | 0 | 0 | 0 | 0 | 0 | 0 | 10 | 10 | 0 | 0 | 0 | 0 | 4294967294 | 0 | 0 | 302.7 | 2.9997 | 300.3 | 9999999 | 0 | 0 | 0 | 0 | 0 | 0 | 0 | 0 | 0 | 0 | 0 | 9999999 | 9999999 | 0.04 | 3.027 | 0.029997 | 3.003 | 0 | 0 | 9999999 | 9999999 | 9999999 | 9999999 | 0.04 | 0 | 0 | 0 | 0 | 0 | 9999999 | 9999999 | 9999999 | 9999999 | 9999999 | 0.9 | 0.1
GT 0.4/20kV 800 kVA | Library.IntPrjfolder\Equipment Type Library.IntPrjfolder\GT 0.4/20kV 800 kVA.TypTr2 | Library.IntPrjfolder\Equipment Type Library.IntPrjfolder | 0.8 | 50 | 20 | 0.4 | 5 | 0 | 0 | 9999999 | 5 | 0 | YN | D | 1 | YNd1 | 0 | 0 | 100 | 0 | 0.5 | 0.5 | 0.5 | 0.5 | 0 | 1 | 0 | 0 | -5 | 5 | 1 | 3 | 0 | FOA | 1746429421 | 0 | 0 | 0 | 0 | 0 | Library.IntPrjfolder\Equipment Type Library.IntPrjfolder | MAN | 0 | 0 | 0 | 0.1 | 0 | 1746513610 | 0 | 0 | 0 | 0 | 0 | 0 | 3 | 0 | 0 | 0 | 0 | 0 | 0 | 0.9 | 0.1 | 0.9 | 0.1 | 0 | 0 | 0 | 3 | 0.05 | 0.05 | 0 | 0 | 0 | 0 | 0 | 4905198 | 0 | 0 | 0 | 0 | 0 | 25 | 0 | 4905050 | 0.01 | 0 | 1.1 | -5.0 % <= pT <= 5.0 % | 9999999 | 0 | 0 | 0 | 0 | 0 | 0 | 0 | 0 | 0 | 0 | 0 | 0 | 0 | 0 | 0 | 0 | 0 | 0 | 0 | 0 | 0 | 0 | 0 | 0 | 0 | 0 | 0 | 0 | 0 | 0 | 0 | 0 | 0 | 10 | 10 | 0 | 0 | 0 | 0 | 4294967294 | 0 | 0 | 302.7 | 2.9997 | 300.3 | 9999999 | 0 | 0 | 0 | 0 | 0 | 0 | 0 | 0 | 0 | 0 | 0 | 9999999 | 9999999 | 0.05 | 3.027 | 0.029997 | 3.003 | 0 | 0 | 9999999 | 9999999 | 9999999 | 9999999 | 0.05 | 0 | 0 | 0 | 0 | 0 | 9999999 | 9999999 | 9999999 | 9999999 | 9999999 | 0.9 | 0.1
GT 0.4/20kV 1000 kVA | Library.IntPrjfolder\Equipment Type Library.IntPrjfolder\GT 0.4/20kV 1000 kVA.TypTr2 | Library.IntPrjfolder\Equipment Type Library.IntPrjfolder | 1 | 50 | 20 | 0.4 | 5 | 0 | 0 | 9999999 | 5 | 0 | YN | D | 1 | YNd1 | 0 | 0 | 100 | 0 | 0.5 | 0.5 | 0.5 | 0.5 | 0 | 0 | 0 | 0 | 0 | 0 | 1 | 3 | 0 | FOA | 1746429499 | 0 | 0 | 0 | 0 | 0 | Library.IntPrjfolder\Equipment Type Library.IntPrjfolder | MAN | 0 | 0 | 0 | 0.1 | 0 | 1746431672 | 0 | 0 | 0 | 0 | 0 | 0 | 3 | 0 | 0 | 0 | 0 | 0 | 0 | 0.9 | 0.1 | 0.9 | 0.1 | 0 | 0 | 0 | 3 | 0.05 | 0.05 | 0 | 0 | 0 | 0 | 0 | 4905241 | 0 | 0 | 0 | 0 | 0 | 25 | 0 | 4905050 | 0.01 | 0 | 1.1 | 0.0 % <= pT <= 0.0 % | 9999999 | 0 | 0 | 0 | 0 | 0 | 0 | 0 | 0 | 0 | 0 | 0 | 0 | 0 | 0 | 0 | 0 | 0 | 0 | 0 | 0 | 0 | 0 | 0 | 0 | 0 | 0 | 0 | 0 | 0 | 0 | 0 | 0 | 0 | 10 | 10 | 0 | 0 | 0 | 0 | 4294967294 | 0 | 0 | 302.7 | 2.9997 | 300.3 | 9999999 | 0 | 0 | 0 | 0 | 0 | 0 | 0 | 0 | 0 | 0 | 0 | 9999999 | 9999999 | 0.05 | 3.027 | 0.029997 | 3.003 | 0 | 0 | 9999999 | 9999999 | 9999999 | 9999999 | 0.05 | 0 | 0 | 0 | 0 | 0 | 9999999 | 9999999 | 9999999 | 9999999 | 9999999 | 0.9 | 0.1
LT 20kV/0.4kV 100 kVA | Library.IntPrjfolder\Equipment Type Library.IntPrjfolder\LT 20kV/0.4kV 100 kVA.TypTr2 | Library.IntPrjfolder\Equipment Type Library.IntPrjfolder | 0.1 | 50 | 20 | 0.4 | 4 | 0 | 0 | 9999999 | 4 | 0 | D | YN | 1 | Dyn1 | 0 | 0 | 100 | 0 | 0.5 | 0.5 | 0.5 | 0.5 | 0 | 1 | 0 | 0 | -5 | 5 | 1 | 3 | 0 | FOA | 1746429759 | 0 | 0 | 0 | 0 | 0 | Library.IntPrjfolder\Equipment Type Library.IntPrjfolder | MAN | 0 | 0 | 0 | 0.1 | 0 | 1746584955 | 0 | 0 | 0 | 0 | 0 | 0 | 3 | 0 | 0 | 0 | 0 | 0 | 0 | 0.9 | 0.1 | 0.9 | 0.1 | 0 | 0 | 0 | 3 | 0.04 | 0.04 | 0 | 0 | 0 | 0 | 0 | 4905331 | 0 | 0 | 0 | 0 | 0 | 25 | 0 | 4905050 | 0.01 | 0 | 1.1 | -5.0 % <= pT <= 5.0 % | 9999999 | 0 | 0 | 0 | 0 | 0 | 0 | 0 | 0 | 0 | 0 | 0 | 0 | 0 | 0 | 0 | 0 | 0 | 0 | 0 | 0 | 0 | 0 | 0 | 0 | 0 | 0 | 0 | 0 | 0 | 0 | 0 | 0 | 0 | 10 | 10 | 0 | 0 | 0 | 0 | 4294967294 | 0 | 0 | 302.7 | 2.9997 | 300.3 | 9999999 | 0 | 0 | 0 | 0 | 0 | 0 | 0 | 0 | 0 | 0 | 0 | 9999999 | 9999999 | 0.04 | 3.027 | 0.029997 | 3.003 | 0 | 0 | 9999999 | 9999999 | 9999999 | 9999999 | 0.04 | 0 | 0 | 0 | 0 | 0 | 9999999 | 9999999 | 9999999 | 9999999 | 9999999 | 0.9 | 0.1
LT 20kV/0.4kV 50 kVA | Library.IntPrjfolder\Equipment Type Library.IntPrjfolder\LT 20kV/0.4kV 50 kVA.TypTr2 | Library.IntPrjfolder\Equipment Type Library.IntPrjfolder | 0.05 | 50 | 20 | 0.4 | 4 | 0 | 0 | 9999999 | 4 | 0 | D | YN | 1 | Dyn1 | 0 | 0 | 100 | 0 | 0.5 | 0.5 | 0.5 | 0.5 | 0 | 1 | 0 | 0 | -5 | 5 | 1 | 3 | 0 | FOA | 1746429711 | 0 | 0 | 0 | 0 | 0 | Library.IntPrjfolder\Equipment Type Library.IntPrjfolder | MAN | 0 | 0 | 0 | 0.1 | 0 | 1746585462 | 0 | 0 | 0 | 0 | 0 | 0 | 3 | 0 | 0 | 0 | 0 | 0 | 0 | 0.9 | 0.1 | 0.9 | 0.1 | 0 | 0 | 0 | 3 | 0.04 | 0.04 | 0 | 0 | 0 | 0 | 0 | 4905338 | 0 | 0 | 0 | 0 | 0 | 25 | 0 | 4905050 | 0.01 | 0 | 1.1 | -5.0 % <= pT <= 5.0 % | 9999999 | 0 | 0 | 0 | 0 | 0 | 0 | 0 | 0 | 0 | 0 | 0 | 0 | 0 | 0 | 0 | 0 | 0 | 0 | 0 | 0 | 0 | 0 | 0 | 0 | 0 | 0 | 0 | 0 | 0 | 0 | 0 | 0 | 0 | 10 | 10 | 0 | 0 | 0 | 0 | 4294967294 | 0 | 0 | 302.7 | 2.9997 | 300.3 | 9999999 | 0 | 0 | 0 | 0 | 0 | 0 | 0 | 0 | 0 | 0 | 0 | 9999999 | 9999999 | 0.04 | 3.027 | 0.029997 | 3.003 | 0 | 0 | 9999999 | 9999999 | 9999999 | 9999999 | 0.04 | 0 | 0 | 0 | 0 | 0 | 9999999 | 9999999 | 9999999 | 9999999 | 9999999 | 0.9 | 0.1
LT 20kV/0.4kV 250 kVA | Library.IntPrjfolder\Equipment Type Library.IntPrjfolder\LT 20kV/0.4kV 250 kVA.TypTr2 | Library.IntPrjfolder\Equipment Type Library.IntPrjfolder | 0.25 | 50 | 20 | 0.4 | 4 | 0 | 0 | 9999999 | 4 | 0 | D | YN | 1 | Dyn1 | 0 | 0 | 100 | 0 | 0.5 | 0.5 | 0.5 | 0.5 | 0 | 1 | 0 | 0 | -5 | 5 | 1 | 3 | 0 | FOA | 1746429954 | 0 | 0 | 0 | 0 | 0 | Library.IntPrjfolder\Equipment Type Library.IntPrjfolder | MAN | 0 | 0 | 0 | 0.1 | 0 | 1746589835 | 0 | 0 | 0 | 0 | 0 | 0 | 3 | 0 | 0 | 0 | 0 | 0 | 0 | 0.9 | 0.1 | 0.9 | 0.1 | 0 | 0 | 0 | 3 | 0.04 | 0.04 | 0 | 0 | 0 | 0 | 0 | 4905483 | 0 | 0 | 0 | 0 | 0 | 25 | 0 | 4905050 | 0.01 | 0 | 1.1 | -5.0 % <= pT <= 5.0 % | 9999999 | 0 | 0 | 0 | 0 | 0 | 0 | 0 | 0 | 0 | 0 | 0 | 0 | 0 | 0 | 0 | 0 | 0 | 0 | 0 | 0 | 0 | 0 | 0 | 0 | 0 | 0 | 0 | 0 | 0 | 0 | 0 | 0 | 0 | 10 | 10 | 0 | 0 | 0 | 0 | 4294967294 | 0 | 0 | 302.7 | 2.9997 | 300.3 | 9999999 | 0 | 0 | 0 | 0 | 0 | 0 | 0 | 0 | 0 | 0 | 0 | 9999999 | 9999999 | 0.04 | 3.027 | 0.029997 | 3.003 | 0 | 0 | 9999999 | 9999999 | 9999999 | 9999999 | 0.04 | 0 | 0 | 0 | 0 | 0 | 9999999 | 9999999 | 9999999 | 9999999 | 9999999 | 0.9 | 0.1
LT 20kV/0.4kV 160 kVA | Library.IntPrjfolder\Equipment Type Library.IntPrjfolder\LT 20kV/0.4kV 160 kVA.TypTr2 | Library.IntPrjfolder\Equipment Type Library.IntPrjfolder | 0.16 | 50 | 20 | 0.4 | 4 | 0 | 0 | 9999999 | 4 | 0 | D | YN | 1 | Dyn1 | 0 | 0 | 100 | 0 | 0.5 | 0.5 | 0.5 | 0.5 | 0 | 1 | 0 | 0 | -5 | 5 | 1 | 3 | 0 | FOA | 1746429895 | 0 | 0 | 0 | 0 | 0 | Library.IntPrjfolder\Equipment Type Library.IntPrjfolder | MAN | 0 | 0 | 0 | 0.1 | 0 | 1746585264 | 0 | 0 | 0 | 0 | 0 | 0 | 3 | 0 | 0 | 0 | 0 | 0 | 0 | 0.9 | 0.1 | 0.9 | 0.1 | 0 | 0 | 0 | 3 | 0.04 | 0.04 | 0 | 0 | 0 | 0 | 0 | 4905561 | 0 | 0 | 0 | 0 | 0 | 25 | 0 | 4905050 | 0.01 | 0 | 1.1 | -5.0 % <= pT <= 5.0 % | 9999999 | 0 | 0 | 0 | 0 | 0 | 0 | 0 | 0 | 0 | 0 | 0 | 0 | 0 | 0 | 0 | 0 | 0 | 0 | 0 | 0 | 0 | 0 | 0 | 0 | 0 | 0 | 0 | 0 | 0 | 0 | 0 | 0 | 0 | 10 | 10 | 0 | 0 | 0 | 0 | 4294967294 | 0 | 0 | 302.7 | 2.9997 | 300.3 | 9999999 | 0 | 0 | 0 | 0 | 0 | 0 | 0 | 0 | 0 | 0 | 0 | 9999999 | 9999999 | 0.04 | 3.027 | 0.029997 | 3.003 | 0 | 0 | 9999999 | 9999999 | 9999999 | 9999999 | 0.04 | 0 | 0 | 0 | 0 | 0 | 9999999 | 9999999 | 9999999 | 9999999 | 9999999 | 0.9 | 0.1
LT 20kV/0.4kV 25 kVA | Library.IntPrjfolder\Equipment Type Library.IntPrjfolder\LT 20kV/0.4kV 25 kVA.TypTr2 | Library.IntPrjfolder\Equipment Type Library.IntPrjfolder | 0.025 | 50 | 20 | 0.4 | 4 | 0 | 0 | 9999999 | 4 | 0 | D | YN | 1 | Dyn1 | 0 | 0 | 100 | 0 | 0.5 | 0.5 | 0.5 | 0.5 | 0 | 1 | 0 | 0 | -5 | 5 | 1 | 3 | 0 | FOA | 1746429597 | 0 | 0 | 0 | 0 | 0 | Library.IntPrjfolder\Equipment Type Library.IntPrjfolder | MAN | 0 | 0 | 0 | 0.1 | 0 | 1746590385 | 0 | 0 | 0 | 0 | 0 | 0 | 3 | 0 | 0 | 0 | 0 | 0 | 0 | 0.9 | 0.1 | 0.9 | 0.1 | 0 | 0 | 0 | 3 | 0.04 | 0.04 | 0 | 0 | 0 | 0 | 0 | 4905774 | 0 | 0 | 0 | 0 | 0 | 25 | 0 | 4905050 | 0.01 | 0 | 1.1 | -5.0 % <= pT <= 5.0 % | 9999999 | 0 | 0 | 0 | 0 | 0 | 0 | 0 | 0 | 0 | 0 | 0 | 0 | 0 | 0 | 0 | 0 | 0 | 0 | 0 | 0 | 0 | 0 | 0 | 0 | 0 | 0 | 0 | 0 | 0 | 0 | 0 | 0 | 0 | 10 | 10 | 0 | 0 | 0 | 0 | 4294967294 | 0 | 0 | 302.7 | 2.9997 | 300.3 | 9999999 | 0 | 0 | 0 | 0 | 0 | 0 | 0 | 0 | 0 | 0 | 0 | 9999999 | 9999999 | 0.04 | 3.027 | 0.029997 | 3.003 | 0 | 0 | 9999999 | 9999999 | 9999999 | 9999999 | 0.04 | 0 | 0 | 0 | 0 | 0 | 9999999 | 9999999 | 9999999 | 9999999 | 9999999 | 0.9 | 0.1
LT 20kV/0.4kV 200 kVA | Library.IntPrjfolder\Equipment Type Library.IntPrjfolder\LT 20kV/0.4kV 200 kVA.TypTr2 | Library.IntPrjfolder\Equipment Type Library.IntPrjfolder | 0.2 | 50 | 20 | 0.4 | 3 | 0 | 0 | 9999999 | 3 | 0 | D | YN | 1 | Dyn1 | 0 | 0 | 100 | 0 | 0.5 | 0.5 | 0.5 | 0.5 | 0 | 1 | 0 | 0 | -5 | 5 | 1 | 3 | 0 | FOA | 1746429838 | 0 | 0 | 0 | 0 | 0 | Library.IntPrjfolder\Equipment Type Library.IntPrjfolder | MAN | 0 | 0 | 0 | 0.1 | 0 | 1746591002 | 0 | 0 | 0 | 0 | 0 | 0 | 3 | 0 | 0 | 0 | 0 | 0 | 0 | 0.9 | 0.1 | 0.9 | 0.1 | 0 | 0 | 0 | 3 | 0.03 | 0.03 | 0 | 0 | 0 | 0 | 0 | 4906072 | 0 | 0 | 0 | 0 | 0 | 25 | 0 | 4905050 | 0.01 | 0 | 1.1 | -5.0 % <= pT <= 5.0 % | 9999999 | 0 | 0 | 0 | 0 | 0 | 0 | 0 | 0 | 0 | 0 | 0 | 0 | 0 | 0 | 0 | 0 | 0 | 0 | 0 | 0 | 0 | 0 | 0 | 0 | 0 | 0 | 0 | 0 | 0 | 0 | 0 | 0 | 0 | 10 | 10 | 0 | 0 | 0 | 0 | 4294967294 | 0 | 0 | 302.7 | 2.9997 | 300.3 | 9999999 | 0 | 0 | 0 | 0 | 0 | 0 | 0 | 0 | 0 | 0 | 0 | 9999999 | 9999999 | 0.03 | 3.027 | 0.029997 | 3.003 | 0 | 0 | 9999999 | 9999999 | 9999999 | 9999999 | 0.03 | 0 | 0 | 0 | 0 | 0 | 9999999 | 9999999 | 9999999 | 9999999 | 9999999 | 0.9 | 0.1
LT 20kV/0.4kV 315 kVA | Library.IntPrjfolder\Equipment Type Library.IntPrjfolder\LT 20kV/0.4kV 315 kVA.TypTr2 | Library.IntPrjfolder\Equipment Type Library.IntPrjfolder | 0.315 | 50 | 20 | 0.4 | 4 | 0 | 0 | 9999999 | 4 | 0 | D | YN | 1 | Dyn1 | 0 | 0 | 100 | 0 | 0.5 | 0.5 | 0.5 | 0.5 | 0 | 1 | 0 | 0 | -5 | 5 | 1 | 3 | 0 | FOA | 1746430022 | 0 | 0 | 0 | 0 | 0 | Library.IntPrjfolder\Equipment Type Library.IntPrjfolder | MAN | 0 | 0 | 0 | 0.1 | 0 | 1746585028 | 0 | 0 | 0 | 0 | 0 | 0 | 3 | 0 | 0 | 0 | 0 | 0 | 0 | 0.9 | 0.1 | 0.9 | 0.1 | 0 | 0 | 0 | 3 | 0.04 | 0.04 | 0 | 0 | 0 | 0 | 0 | 4907328 | 0 | 0 | 0 | 0 | 0 | 25 | 0 | 4905050 | 0.01 | 0 | 1.1 | -5.0 % <= pT <= 5.0 % | 9999999 | 0 | 0 | 0 | 0 | 0 | 0 | 0 | 0 | 0 | 0 | 0 | 0 | 0 | 0 | 0 | 0 | 0 | 0 | 0 | 0 | 0 | 0 | 0 | 0 | 0 | 0 | 0 | 0 | 0 | 0 | 0 | 0 | 0 | 10 | 10 | 0 | 0 | 0 | 0 | 4294967294 | 0 | 0 | 302.7 | 2.9997 | 300.3 | 9999999 | 0 | 0 | 0 | 0 | 0 | 0 | 0 | 0 | 0 | 0 | 0 | 9999999 | 9999999 | 0.04 | 3.027 | 0.029997 | 3.003 | 0 | 0 | 9999999 | 9999999 | 9999999 | 9999999 | 0.04 | 0 | 0 | 0 | 0 | 0 | 9999999 | 9999999 | 9999999 | 9999999 | 9999999 | 0.9 | 0.1
GT 0.4/20kV 1600 kVA | Library.IntPrjfolder\Equipment Type Library.IntPrjfolder\GT 0.4/20kV 1600 kVA.TypTr2 | Library.IntPrjfolder\Equipment Type Library.IntPrjfolder | 1.6 | 50 | 20 | 0.4 | 5 | 0 | 0 | 9999999 | 5 | 0 | YN | D | 1 | YNd1 | 0 | 0 | 100 | 0 | 0.5 | 0.5 | 0.5 | 0.5 | 0 | 1 | 0 | 0 | -5 | 5 | 1 | 3 | 0 | FOA | 1746429546 | 0 | 0 | 0 | 0 | 0 | Library.IntPrjfolder\Equipment Type Library.IntPrjfolder | MAN | 0 | 0 | 0 | 0.1 | 0 | 1746513626 | 0 | 0 | 0 | 0 | 0 | 0 | 3 | 0 | 0 | 0 | 0 | 0 | 0 | 0.9 | 0.1 | 0.9 | 0.1 | 0 | 0 | 0 | 3 | 0.05 | 0.05 | 0 | 0 | 0 | 0 | 0 | 4905254 | 0 | 0 | 0 | 0 | 0 | 25 | 0 | 4905050 | 0.01 | 0 | 1.1 | -5.0 % <= pT <= 5.0 % | 9999999 | 0 | 0 | 0 | 0 | 0 | 0 | 0 | 0 | 0 | 0 | 0 | 0 | 0 | 0 | 0 | 0 | 0 | 0 | 0 | 0 | 0 | 0 | 0 | 0 | 0 | 0 | 0 | 0 | 0 | 0 | 0 | 0 | 0 | 10 | 10 | 0 | 0 | 0 | 0 | 4294967294 | 0 | 0 | 302.7 | 2.9997 | 300.3 | 9999999 | 0 | 0 | 0 | 0 | 0 | 0 | 0 | 0 | 0 | 0 | 0 | 9999999 | 9999999 | 0.05 | 3.027 | 0.029997 | 3.003 | 0 | 0 | 9999999 | 9999999 | 9999999 | 9999999 | 0.05 | 0 | 0 | 0 | 0 | 0 | 9999999 | 9999999 | 9999999 | 9999999 | 9999999 | 0.9 | 0.1

## BlkDef
loc_name | _path | fold_id | desc | algloop | cdisName | cdlllevel | cInput | cIntern | cOutput | cParams | cStates | cUsage | dat_src | disName | display3rdParty | displayCopyright | displayModule | elm_name | fDllName | gnrl_modby | gnrl_modif | i_autoinc | i_partinc | iecTa | interpo | iopt_modtyp | iSchemeStatus | isCompiled | isLinear | isMacro | isMatlab | level | maxerror | maxiteration | oid_ | pid_ | sAddEquat | sAddInter | sInput | sIntern | sLowLimPar | sOutput | sParams | sPSSEParam | sStates | sTitle | sUpLimPar | tid_ | typemetadata_changeLog | typemetadata_key | typemetadata_version | usage
Name [ ] | Object path (key) | In Folder [ ] | Description [ ] | Initialisation: Allow iterative solver at initialisation [ ] | Display name [ ] | Classification: DLL level: [ ] | Variables: Input signals [ ] | Variables: Internal variables [ ] | Variables: Output signals [ ] | Variables: Parameters [ ] | Variables: State variables [ ] | Usage [ ] | Data source [ ] | Model type: Display name [ ] | Third Party Licence (will only be applied after encryption): Third Party Module [ ] | Copyright [ ] | Compilation options: Module [ ] | Model Name [ ] | Model type: DLL-file [ ] | Object modified by [ ] | Object modified [ ] | Initialisation: Automatic calculation of initial conditions [ ] | Initialisation: Partial initialisation in case of deadlock [ ] | IEC61400-27 Interface: Sample time [s] | Interpolation of internal variables [ ] | Model type [ ] | Scheme Status [ ] | Compiled model [ ] | Classification: Linear [ ] | Model type: Macro [ ] | MATLAB [ ] | Classification: DSL level:&0&0:&1&1:&2&2:&3&3:&4&4:&5&5:&6&6:&7&7 [ ] | Iterative solver options: Max. error [ ] | Iterative solver options: Max. number of iterations [ ] | ObjectID [ ] | ProjectID [ ] | Additional equations [ ] | Additional internal variables [ ] | Variables: Input signals [ ] | Variables: Internal variables [ ] | Limiting parameters/input signals Lower limitation: Parameters [ ] | Variables: Output signals [ ] | Variables: Parameters [ ] | Parameter mapping [ ] | Variables: State variables [ ] | Title [ ] | Limiting parameters/input signals Upper limitation: Parameters [ ] | TimeID [ ] | Change Log [ ] | Type Key [ ] | Version [ ] | Usage [ ]
SYM Frame_no droop | \Lib.IntLibrary\Dynamics\Arch\PF 2022 Models\DynPsse\Frm\SYM Frame_no droop.BlkDef | \Lib.IntLibrary\Dynamics\Arch\PF 2022 Models\DynPsse\Frm |  | 1 | ["SYM Frame_no droop"] | 5 |  | ["Pg,Qg,Wf,cosn,fe,fe_bus2,i,ie,ir;ii,pgt,pt,sgnn,speed,u_bus2,upss,ur;ui,ut,ve,voel,vuel,xme,xmt"] |  |  |  | 1 | MAN |  | ["None (no licence)"] | ["(c) DIgSILENT GmbH"] | ["None (no licence)"] | ["SYM Frame_no droop"] |  | DIgSILENT | 1705335640 | 0 | 0 | -1 | 0 | 0 | 0 | 0 | 1 | 0 | 0 | 4 | 0.001 | 10 | 172103 | 15843 |  |  |  | ["Pg,Qg,Wf,cosn,fe,fe_bus2,i,ie,ir;ii,pgt,pt,sgnn,speed,u_bus2,upss,ur;ui,ut,ve,voel,vuel,xme,xmt"] | [5 empty] | Synchronous Machine Signal Interconnections |  | 4294967294 | ["*** Obsolete Composite Model Frame ***", "This composite model frame is no longer maintained by DIgSILENT.", "", "v001.0: corresponds to version '2016' in PowerFactory 2017", "", "v001.0: Initial version", ""] | ["42606409-971b-42fc-82e9-f8215b6a18d4"] | ["v001.0"] | 0
avr_EXAC1 | \Lib.IntLibrary\Dynamics\Arch\PF 2022 Models\DynPsse\avr_EXAC1.BlkDef | \Lib.IntLibrary\Dynamics\Arch\PF 2022 Models\DynPsse |  | 1 | ["avr_EXAC1"] | 5 | ["vuel,voel,usetp,u,upss,curex"] | ["dxb,dxf,In,Ve1,Ve2,Ve3,Asq,Bsq,sq,bias,Fex,Se,Vbias,Vc,Ve,Vfe,Vr,Vs,avrref,o11,o12,o19,yi,yi1,yi2,sqrt3,In1,In3"] | ["uerrs,vf"] | ["Tr,Tb,Tc,Ka,Ta,Te,Kf,Tf,Kc,Kd,E1,Se1,E2,Se2,Ke,Vrmin,Vrmax"] | ["xr,xb,xf,xa,xe"] | 0 | MAN |  | ["None (no licence)"] | ["(c) DIgSILENT GmbH"] | ["None (no licence)"] | ["avr_EXAC1"] | .\Standard Models\avr_EXAC1_001.dll | DIgSILENT | 1705335640 | 0 | 0 | -1 | 0 | 1 | 0 | 1 | 1 | 0 | 0 | 5 | 0.001 | 10 | 129401 | 15843 | ["inc(upss) = 0", "inc(vuel) = 0", "inc(voel) = 0", "inc(xe) = Ve", "inc(xf) = Se+Ve*Ke+Kd*curex", "inc(xa) = Se+Ve*Ke+Kd*curex", "inc(xb) = xa/Ka", "inc(xr) = u", "!inc(usetp) = xb+u", "inc(usetp) = u", "inc(Vbias) = xb-Vs", "inc(vf)=0.0", "", "vardef(Tr) ='s';'Measurement Delay'", "vardef(Tb) ='s';'Filter Delay Time'", "vardef(Tc) ='s';'Filter Derivative Time Constant'", "vardef(Ka) ='pu';'Controller Gain'", "vardef(Ta) ='s';'Controller Time Constant'", "vardef(Te) ='s';'Exciter Time Constant'", "vardef(Kf) ='pu';'Stabilization Path Gain'", "vardef(Tf) ='s';'Stabilization Path Delay Time'", "vardef(Kc) ='pu';'Rectifier regulation constant'", "vardef(Kd) ='pu';'Exciter Armature reaction Factor'", "vardef(Ke) ='pu';'Exciter Constant'", "vardef(E1) ='pu';'Saturation Factor 1'", "vardef(E2) ='pu';'Saturation Factor 3'", "vardef(Se1) ='pu';'Saturation Factor 2'", "vardef(Se2) ='pu';'Saturation Factor 4'", "vardef(Vrmin) ='pu';'Controller Minimum Output'", "vardef(Vrmax) ='pu';'Controller Maximum Output'"] | ["sqrt3,In1,In3"] | ["vuel,voel,usetp,u,upss,curex"] | ["dxb,dxf,In,Ve1,Ve2,Ve3,Asq,Bsq,sq,bias,Fex,Se,Vbias,Vc,Ve,Vfe,Vr,Vs,avrref,o11,o12,o19,yi,yi1,yi2,sqrt3,In1,In3"] | ["Vrmin"] | ["uerrs,vf"] | ["Tr,Tb,Tc,Ka,Ta,Te,Kf,Tf,Kc,Kd,E1,Se1,E2,Se2,Ke"] | ["EXAC1,SYM Frame,avr_EXAC1=Tr,Tb,Tc,Ka,Ta,Vrmax,Vrmin,Te,Kf,Tf,Kc,Kd,Ke,E1,Se1,E2,Se2"] | ["xr,xb,xa,xe,xf"] | 1981 IEEE Type AC1 Excitation System | ["Vrmax"] | 4294967294 | ["*** Obsolete Model ***", "This model is no longer maintained by DIgSILENT.", "", "v001.1: ", " - DSL checksum: 9474-18AA-7E8F-7512", " - DSL level of model raised to 5", "", "v001.0: ", " - Initial version", " - Corresponds to version '2017' in PowerFactory 2017", ""] | ["1d45f500-aece-4c40-978e-4a28fc2ddadf"] | ["v001.1"] | 0
1/(1+sT) | \Lib.IntLibrary\Dynamics\Arch\PF 2022 Models\DynPsse\avr_EXAC1.BlkDef\Used Macros\1/(1+sT).BlkDef | \Lib.IntLibrary\Dynamics\Arch\PF 2022 Models\DynPsse\avr_EXAC1.BlkDef\Used Macros |  | 1 | ["1/(1+sT)"] | 5 | ["yi"] |  | ["yo"] | ["T"] | ["x"] | 0 | MAN |  | ["None (no licence)"] | ["(c) DIgSILENT GmbH"] | ["None (no licence)"] | ["1/(1+sT)"] |  | DIgSILENT | 1705335640 | 0 | 0 | -1 | 0 | 0 | 0 | 0 | 1 | 1 | 0 | 4 | 0.001 | 10 | 138932 | 15843 | ["limfix(T)=[0,)", "x.=selfix(T>0,(yi-x)/T,0.0)", "yo=selfix(T>0,x,yi)", ""] |  | ["yi"] |  |  | ["yo"] | ["T"] |  | ["x"] | First order delay (PT1) |  | 4294967294 |  |  |  | 0
(1+sTb)/(1+sTa) | \Lib.IntLibrary\Dynamics\Arch\PF 2022 Models\DynPsse\avr_EXAC1.BlkDef\Used Macros\(1+sTb)/(1+sTa).BlkDef | \Lib.IntLibrary\Dynamics\Arch\PF 2022 Models\DynPsse\avr_EXAC1.BlkDef\Used Macros |  | 1 | ["(1+sTb)/(1+sTa)"] | 5 | ["yi"] | ["dx"] | ["yo"] | ["Ta,Tb"] | ["x"] | 0 | MAN |  | ["None (no licence)"] | ["(c) DIgSILENT GmbH"] | ["None (no licence)"] | ["(1+sTb)/(1+sTa)"] |  | DIgSILENT | 1705335640 | 0 | 0 | -1 | 0 | 0 | 0 | 0 | 1 | 1 | 0 | 4 | 0.001 | 10 | 138935 | 15843 | ["limfix(Ta)=[0,)", "dx=selfix(Ta>0,(yi-x)/Ta,0)", "x.=dx", "yo=selfix(Ta>0,x+Tb*dx,yi)", ""] |  | ["yi"] | ["dx"] |  | ["yo"] | ["Ta,Tb"] |  | ["x"] | Lead-lag block |  | 4294967294 |  |  |  | 0
{K/(1+sT)} | \Lib.IntLibrary\Dynamics\Arch\PF 2022 Models\DynPsse\avr_EXAC1.BlkDef\Used Macros\{K/(1+sT)}.BlkDef | \Lib.IntLibrary\Dynamics\Arch\PF 2022 Models\DynPsse\avr_EXAC1.BlkDef\Used Macros |  | 1 | ["{K/(1+sT)}"] | 5 | ["yi"] |  | ["yo"] | ["K,T"] | ["x"] | 0 | MAN |  | ["None (no licence)"] | ["(c) DIgSILENT GmbH"] | ["None (no licence)"] | ["{K/(1+sT)}"] |  | DIgSILENT | 1705335640 | 0 | 0 | -1 | 0 | 0 | 0 | 0 | 1 | 1 | 0 | 4 | 0.001 | 10 | 138937 | 15843 | ["limfix(T)=[0,)", "x.=selfix(T>0,(K*yi-x)/T,0.0)", "yo=selfix(T>0,limstate(x,y_min,y_max),lim(K*yi,y_min,y_max))", ""] |  | ["yi"] |  | ["y_min"] | ["yo"] | ["K,T"] |  | ["x"] | Limited first order lag with gain | ["y_max"] | 4294967294 |  |  |  | 0
{1/sT | \Lib.IntLibrary\Dynamics\Arch\PF 2022 Models\DynPsse\avr_EXAC1.BlkDef\Used Macros\{1/sT.BlkDef | \Lib.IntLibrary\Dynamics\Arch\PF 2022 Models\DynPsse\avr_EXAC1.BlkDef\Used Macros |  | 1 | ["{1/sT"] | 5 | ["yi"] |  | ["yo"] | ["T"] | ["x"] | 0 | MAN |  | ["None (no licence)"] | ["(c) DIgSILENT GmbH"] | ["None (no licence)"] | ["{1/sT"] |  | DIgSILENT | 1705335640 | 0 | 0 | -1 | 0 | 0 | 0 | 0 | 1 | 1 | 0 | 4 | 0.001 | 10 | 138939 | 15843 | ["limfix(T)=(0,)", "x.=yi/T", "yo=limstate(x,y_min,99999.99)", ""] |  | ["yi"] |  | ["y_min"] | ["yo"] | ["T"] |  | ["x"] | Limited integrator |  | 4294967294 |  |  |  | 0
sK/(1+sT) | \Lib.IntLibrary\Dynamics\Arch\PF 2022 Models\DynPsse\avr_EXAC1.BlkDef\Used Macros\sK/(1+sT).BlkDef | \Lib.IntLibrary\Dynamics\Arch\PF 2022 Models\DynPsse\avr_EXAC1.BlkDef\Used Macros |  | 1 | ["sK/(1+sT)"] | 5 | ["yi"] | ["dx"] | ["yo"] | ["K,T"] | ["x"] | 0 | MAN |  | ["None (no licence)"] | ["(c) DIgSILENT GmbH"] | ["None (no licence)"] | ["sK/(1+sT)"] |  | DIgSILENT | 1705335640 | 0 | 0 | -1 | 0 | 0 | 0 | 0 | 1 | 1 | 0 | 4 | 0.001 | 10 | 138941 | 15843 | ["limfix(T)=(0,)", "dx=(yi-x)/T", "x.=dx", "yo=K*dx", ""] |  | ["yi"] | ["dx"] |  | ["yo"] | ["K,T"] |  | ["x"] | first-order lag differentiator with gain |  | 4294967294 |  |  |  | 0
Fex | \Lib.IntLibrary\Dynamics\Arch\PF 2022 Models\DynPsse\avr_EXAC1.BlkDef\Used Macros\Fex.BlkDef | \Lib.IntLibrary\Dynamics\Arch\PF 2022 Models\DynPsse\avr_EXAC1.BlkDef\Used Macros |  | 1 | ["Fex"] | 5 | ["Ve,ie"] | ["In,Ve1,Ve2,Ve3"] | ["Fex"] | ["Kc"] |  | 0 | MAN |  | ["None (no licence)"] | ["(c) DIgSILENT GmbH"] | ["None (no licence)"] | ["Fex"] |  | DIgSILENT | 1705335640 | 0 | 0 | -1 | 0 | 0 | 0 | 0 | 0 | 1 | 0 | 4 | 0.001 | 10 | 138943 | 15843 | ["inc(sqrt3)=sqrt(3)", "", "In=lim(Kc*ie/Ve,0,1)", "Fex=select(In<=0.433,1-0.577*In,select(In>=0.75,1.732*(1-In),sqrt(abs(0.75-In*In))))", "", "inc(Ve1)=uerrs+0.577*Kc*ie", "inc(Ve2)=sqrt((sqr(abs(uerrs))+sqr(abs(Kc*ie)))/0.75)", "inc(Ve3)=uerrs/1.732+Kc*ie", "inc(In1)=lim(Kc*ie/Ve1,0,1)", "inc(In3)=lim(Kc*ie/Ve2,0,1)", "inc(Ve)=selfix(In1<=0.433,Ve1,selfix(In3>=0.75,Ve3,Ve2))"] |  | ["Ve,ie"] | ["In,Ve1,Ve2,Ve3"] |  | ["Fex"] | ["Kc"] |  |  |  |  | 4294967294 |  |  |  | 0
K | \Lib.IntLibrary\Dynamics\Arch\PF 2022 Models\DynPsse\avr_EXAC1.BlkDef\Used Macros\K.BlkDef | \Lib.IntLibrary\Dynamics\Arch\PF 2022 Models\DynPsse\avr_EXAC1.BlkDef\Used Macros |  | 1 | ["K"] | 5 | ["yi"] |  | ["yo"] | ["K"] |  | 0 | MAN |  | ["None (no licence)"] | ["(c) DIgSILENT GmbH"] | ["None (no licence)"] | ["K"] |  | DIgSILENT | 1705335640 | 0 | 0 | -1 | 0 | 0 | 0 | 0 | 1 | 1 | 0 | 4 | 0.001 | 10 | 138945 | 15843 | ["yo=K*yi"] |  | ["yi"] |  |  | ["yo"] | ["K"] |  |  | Gain |  | 4294967294 |  |  |  | 0
Se(Efd) | \Lib.IntLibrary\Dynamics\Arch\PF 2022 Models\DynPsse\avr_EXAC1.BlkDef\Used Macros\Se(Efd).BlkDef | \Lib.IntLibrary\Dynamics\Arch\PF 2022 Models\DynPsse\avr_EXAC1.BlkDef\Used Macros |  | 1 | ["Se(Efd)"] | 5 | ["yi"] | ["Asq,Bsq,sq"] | ["yo"] | ["E1,SE1,E2,SE2"] |  | 0 | MAN |  | ["None (no licence)"] | ["(c) DIgSILENT GmbH"] | ["None (no licence)"] | ["Se(Efd)"] |  | DIgSILENT | 1705335640 | 0 | 0 | -1 | 0 | 0 | 0 | 0 | 0 | 1 | 0 | 4 | 0.001 | 10 | 138947 | 15843 | ["yo=select(yi>Asq,Bsq*sqr(yi-Asq),0.0)", "inc(yo)= selfix(yi>Asq,Bsq*sqr(yi-Asq),0.0)", "inc(sq)=sqrt(E1*SE1/(E2*SE2))", "inc(Asq)=(E1-E2*sq)/(1-sq)", "inc(Bsq)=E2*SE2/sqr(E2-Asq)", "", "outfix(E2<=E1,'Parameter E2 must be bigger than E1') ", "outfix(SE2<=SE1,'Parameter SE2 must be bigger than SE1') "] |  | ["yi"] | ["Asq,Bsq,sq"] |  | ["yo"] | ["E1,SE1,E2,SE2"] |  |  | Saturation |  | 4294967294 |  |  |  | 0
bias | \Lib.IntLibrary\Dynamics\Arch\PF 2022 Models\DynPsse\avr_EXAC1.BlkDef\Used Macros\bias.BlkDef | \Lib.IntLibrary\Dynamics\Arch\PF 2022 Models\DynPsse\avr_EXAC1.BlkDef\Used Macros |  | 1 | ["bias"] | 5 |  | ["bias"] | ["yo"] |  |  | 0 | MAN |  | ["None (no licence)"] | ["(c) DIgSILENT GmbH"] | ["None (no licence)"] | ["bias"] |  | DIgSILENT | 1705335640 | 0 | 0 | -1 | 0 | 0 | 0 | 0 | 1 | 1 | 0 | 3 | 0.001 | 10 | 138950 | 15843 | ["yo=bias", "inc(bias)=yo"] |  |  | ["bias"] |  | ["yo"] | [5 empty] | 4294967294 |  |  |  | 0
gov_DEGOV1 | \Lib.IntLibrary\Dynamics\Arch\PF 2022 Models\DynPsse\gov_DEGOV1.BlkDef | \Lib.IntLibrary\Dynamics\Arch\PF 2022 Models\DynPsse |  | 1 | ["gov_DEGOV1"] | 5 | ["w,wref,psetp,pgt,sgnn,cosn"] | ["x6out,x5out,dx5,dx1,dw,feedback,governor,o12,pgen,pgtm,pturb,throttle,tt,yi"] | ["pt"] | ["K,T4,T5,T6,TD,Droop,TE,T1,T2,T3,PN,Droop_Control,Tmin,Tmax"] | ["x5,x6,xe,x1,x2,x4"] | 0 | MAN |  | ["None (no licence)"] | ["(c) DIgSILENT GmbH"] | ["None (no licence)"] | ["gov_DEGOV1"] | .\Standard Models\gov_DEGOV1_001.dll | DIgSILENT | 1705335640 | 0 | 0 | -1 | 0 | 1 | 0 | 1 | 1 | 0 | 0 | 5 | 0.001 | 10 | 129477 | 15843 | ["inc(throttle)=pturb ", "inc(x4)=pturb", "inc(x6)=0", "inc(x5)=0", "inc(x1) =0 ", "inc(x2) =0", "", "inc(xe) =pgen", "inc(psetp)=selfix(Droop_Control=0,Droop*throttle,Droop*xe) ", "inc(wref)=w", "", "vardef(Droop_Control)=;'(0=Throttle fdbk, 1=Elec. Power fdbk)'", "vardef(T1) ='s';'Electric control box first time constant'", "vardef(T2) ='s';'Electric control box second time constant'", "vardef(T3) ='s';'Electric control box derivative time constant'", "vardef(T4) ='s';'Actuator derivative time constant'", "vardef(T5) ='s';'Actuator first time constant'", "vardef(T6) ='s';'Actuator second time constant'", "vardef(K) ='pu/pu';'Actuator Gain'", "vardef(TD) ='s';'Combustion Delay'", "vardef(Droop) ='pu'", "vardef(TE) ='s';'Time const. Power fdbk' ", "vardef(Tmax) ='pu';'Max. Throttle'", "vardef(Tmin) ='pu';'Min. Throttle'", "vardef(PN) ='MW';'Prime Mover Rated Power(=0->PN=Pgnn)'"] |  | ["w,wref,psetp,pgt,sgnn,cosn"] | ["x6out,x5out,dx5,dx1,dw,feedback,governor,o12,pgen,pgtm,pturb,throttle,tt,yi"] | ["Tmin"] | ["pt"] | ["K,T4,T5,T6,TD,Droop,TE,T1,T2,T3,PN,Droop_Control"] | ["DEGOV1,SYM Frame,gov_DEGOV1=~Droop_Control,T1,T2,T3,K,T4,T5,T6,TD,Tmax,Tmin,Droop,TE¦PN:GEN(sgn)"] | ["x4,x5,x6,xe,x1,x2"] | Woodward Diesel Governor | ["Tmax"] | 4294967294 | ["*** Obsolete Model ***", "This model is no longer maintained by DIgSILENT.", "", "v001.1: ", " - DSL checksum: 259C-4E72-6EC2-C50D", " - DSL level of model raised to 5", "", "v001.0: ", " - Initial version", " - Corresponds to version '2017' in PowerFactory 2017", ""] | ["c150be7a-e18b-416d-840c-c39725cffefb"] | ["v001.1"] | 0
{K(1+sT4)/(1+sT5)/(1+sT6)/s} | \Lib.IntLibrary\Dynamics\Arch\PF 2022 Models\DynPsse\gov_DEGOV1.BlkDef\Used Macros\{K(1+sT4)/(1+sT5)/(1+sT6)/s}.BlkDef | \Lib.IntLibrary\Dynamics\Arch\PF 2022 Models\DynPsse\gov_DEGOV1.BlkDef\Used Macros |  | 1 | ["{K(1+sT4)/(1+sT5)/(1+sT6)/s}"] | 5 | ["yi"] | ["x6out,x5out,dx5"] | ["yo"] | ["K,T4,T5,T6"] | ["x4,x5,x6"] | 0 | MAN |  | ["None (no licence)"] | ["(c) DIgSILENT GmbH"] | ["None (no licence)"] | ["{K(1+sT4)/(1+sT5)/(1+sT6)/s}"] |  | DIgSILENT | 1705335640 | 0 | 0 | -1 | 0 | 0 | 0 | 0 | 1 | 1 | 0 | 4 | 0.001 | 10 | 154529 | 15843 | ["dx5=selfix(T5>0,(K*yi-x5)/T5,0)", "x5.=dx5", "x5out=selfix(T5>0.0,x5+T4*dx5,K*yi)", "", "x6.=selfix(T6>0,(x5out-x6)/T6,0)", "x6out=selfix(T6>0,x6,x5out)", "x4.=x6out", "", "yo=limstate(x4,y_min,y_max) ", "", "limfix(T5)=(0,)"] |  | ["yi"] | ["x6out,x5out,dx5"] | ["y_min"] | ["yo"] | ["K,T4,T5,T6"] |  | ["x4,x5,x6"] |  | ["y_max"] | 4294967294 |  |  |  | 0
Delay_no_inc | \Lib.IntLibrary\Dynamics\Arch\PF 2022 Models\DynPsse\gov_DEGOV1.BlkDef\Used Macros\Delay_no_inc.BlkDef | \Lib.IntLibrary\Dynamics\Arch\PF 2022 Models\DynPsse\gov_DEGOV1.BlkDef\Used Macros |  | 1 | ["Delay_no_inc"] | 5 | ["yi"] |  | ["yo"] | ["T"] |  | 0 | MAN |  | ["None (no licence)"] | ["(c) DIgSILENT GmbH"] | ["None (no licence)"] | ["Delay_no_inc"] |  | DIgSILENT | 1705335640 | 0 | 0 | -1 | 0 | 0 | 0 | 0 | 1 | 1 | 0 | 4 | 0.001 | 10 | 154532 | 15843 | ["yo=selfix(T<0.001,yi,delay(yi,T))", ""] |  | ["yi"] |  |  | ["yo"] | ["T"] |  |  |  |  | 4294967294 |  |  |  | 0
K | \Lib.IntLibrary\Dynamics\Arch\PF 2022 Models\DynPsse\gov_DEGOV1.BlkDef\Used Macros\K.BlkDef | \Lib.IntLibrary\Dynamics\Arch\PF 2022 Models\DynPsse\gov_DEGOV1.BlkDef\Used Macros |  | 1 | ["K"] | 5 | ["yi"] |  | ["yo"] | ["K"] |  | 0 | MAN |  | ["None (no licence)"] | ["(c) DIgSILENT GmbH"] | ["None (no licence)"] | ["K"] |  | DIgSILENT | 1705335640 | 0 | 0 | -1 | 0 | 0 | 0 | 0 | 1 | 1 | 0 | 4 | 0.001 | 10 | 154534 | 15843 | ["yo=K*yi"] |  | ["yi"] |  |  | ["yo"] | ["K"] |  |  | Gain |  | 4294967294 |  |  |  | 0
1/(1+sT) | \Lib.IntLibrary\Dynamics\Arch\PF 2022 Models\DynPsse\gov_DEGOV1.BlkDef\Used Macros\1/(1+sT).BlkDef | \Lib.IntLibrary\Dynamics\Arch\PF 2022 Models\DynPsse\gov_DEGOV1.BlkDef\Used Macros |  | 1 | ["1/(1+sT)"] | 5 | ["yi"] |  | ["yo"] | ["T"] | ["x"] | 0 | MAN |  | ["None (no licence)"] | ["(c) DIgSILENT GmbH"] | ["None (no licence)"] | ["1/(1+sT)"] |  | DIgSILENT | 1705335640 | 0 | 0 | -1 | 0 | 0 | 0 | 0 | 1 | 1 | 0 | 4 | 0.001 | 10 | 154536 | 15843 | ["limfix(T)=[0,)", "x.=selfix(T>0,(yi-x)/T,0.0)", "yo=selfix(T>0,x,yi)", ""] |  | ["yi"] |  |  | ["yo"] | ["T"] |  | ["x"] | First order delay (PT1) |  | 4294967294 |  |  |  | 0
(1+sT3)/(1+sT1+ssT1T2) | \Lib.IntLibrary\Dynamics\Arch\PF 2022 Models\DynPsse\gov_DEGOV1.BlkDef\Used Macros\(1+sT3)/(1+sT1+ssT1T2).BlkDef | \Lib.IntLibrary\Dynamics\Arch\PF 2022 Models\DynPsse\gov_DEGOV1.BlkDef\Used Macros |  | 1 | ["(1+sT3)/(1+sT1+ssT1T2)"] | 5 | ["yi"] | ["dx1"] | ["yo"] | ["T1,T2,T3"] | ["x1,x2"] | 0 | MAN |  | ["None (no licence)"] | ["(c) DIgSILENT GmbH"] | ["None (no licence)"] | ["(1+sT3)/(1+sT1+ssT1T2)"] |  | DIgSILENT | 1705335640 | 0 | 0 | -1 | 0 | 0 | 0 | 0 | 1 | 1 | 0 | 4 | 0.001 | 10 | 154538 | 15843 | ["limfix(T1)=[0,)", "limfix(T2)=[0,)", "! T1<>0, T2<>0", "!xa.=select(T1<>0.and.T2<>0,yi-xb/(T1*T2),0)", "!xb.=select(T2<>0,xa+yi*T3-xb/T2,0)", "", "! T1<>0, T2=0", "!xc.=select(T1<>0,(yi*(1+T3/T1)-xc)/T1,0)", "", "!yo=select(T1=0,yi,select(T2=0,xc+yi*(T3/T1),xb/(T1*T2)))", "", "dx1=selfix(T2>0.0,x2,(yi-x1)/T1)", "x1.=dx1", "x2.=selfix(T2>0.0,(yi-x1-x2*T1)/(T1*T2),0.0)", "yo=x1+T3*dx1", "", ""] |  | ["yi"] | ["dx1"] |  | ["yo"] | ["T1,T2,T3"] |  | ["x1,x2"] |  |  | 4294967294 |  |  |  | 0
P_base | \Lib.IntLibrary\Dynamics\Arch\PF 2022 Models\DynPsse\gov_DEGOV1.BlkDef\Used Macros\P_base.BlkDef | \Lib.IntLibrary\Dynamics\Arch\PF 2022 Models\DynPsse\gov_DEGOV1.BlkDef\Used Macros |  | 1 | ["P_base"] | 5 | ["pg,sgnn,cosn"] |  | ["pmech"] | ["PN"] |  | 0 | MAN |  | ["None (no licence)"] | ["(c) DIgSILENT GmbH"] | ["None (no licence)"] | ["P_base"] |  | DIgSILENT | 1705335640 | 0 | 0 | -1 | 0 | 0 | 0 | 0 | 1 | 1 | 0 | 4 | 0.001 | 10 | 154540 | 15843 | ["inc(pmech) = selfix(PN>0.0,pg*sgnn*cosn/PN,pg)", "pmech = selfix(PN>0.0,pg*sgnn*cosn/PN,pg) !PN[MW] sgnn[MVA]"] |  | ["pg,sgnn,cosn"] |  |  | ["pmech"] | ["PN"] |  |  |  |  | 4294967294 |  |  |  | 0
Pt/Pturb | \Lib.IntLibrary\Dynamics\Arch\PF 2022 Models\DynPsse\gov_DEGOV1.BlkDef\Used Macros\Pt/Pturb.BlkDef | \Lib.IntLibrary\Dynamics\Arch\PF 2022 Models\DynPsse\gov_DEGOV1.BlkDef\Used Macros |  | 1 | ["Pt/Pturb"] | 5 | ["pturb,sgnn,cosn"] |  | ["pt"] | ["PN"] |  | 0 | MAN |  | ["None (no licence)"] | ["(c) DIgSILENT GmbH"] | ["None (no licence)"] | ["Pt/Pturb"] |  | DIgSILENT | 1705335640 | 0 | 0 | -1 | 0 | 0 | 0 | 0 | 1 | 1 | 0 | 4 | 0.001 | 10 | 154542 | 15843 | ["inc(pturb)=selfix(PN>0.0,pt*sgnn*cosn/PN,pt)", "pt=selfix(PN>0.0,pturb*PN/(sgnn*cosn),pturb)"] |  | ["pturb,sgnn,cosn"] |  |  | ["pt"] | ["PN"] |  |  |  |  | 4294967294 |  |  |  | 0
Switch | \Lib.IntLibrary\Dynamics\Arch\PF 2022 Models\DynPsse\gov_DEGOV1.BlkDef\Used Macros\Switch.BlkDef | \Lib.IntLibrary\Dynamics\Arch\PF 2022 Models\DynPsse\gov_DEGOV1.BlkDef\Used Macros |  | 1 | ["Switch"] | 5 | ["yi1,yi2"] |  | ["yo"] | ["Switch"] |  | 0 | MAN |  | ["None (no licence)"] | ["(c) DIgSILENT GmbH"] | ["None (no licence)"] | ["Switch"] |  | DIgSILENT | 1705335640 | 0 | 0 | -1 | 0 | 0 | 0 | 0 | 1 | 1 | 0 | 4 | 0.001 | 10 | 154544 | 15843 | [" yo=selfix(Switch,yi2,yi1)"] |  | ["yi1,yi2"] |  |  | ["yo"] | ["Switch"] |  |  |  |  | 4294967294 |  |  |  | 0
Frame Synchronous Generator IEEE | \Lib.IntLibrary\Dynamics\Arch\PF 2022 Models\IEEE\Frame\Frame Synchronous Generator IEEE.BlkDef | \Lib.IntLibrary\Dynamics\Arch\PF 2022 Models\IEEE\Frame | ["Frame for synchronous generator power plant equipped with IEEE dynamic models", "", "Implementation by DIgSILENT GmbH", "Last modification: July 2022", ""] | 1 | ["Frame Synchronous Generator IEEE"] | 5 |  | ["Efd,Ifd,Pg;Qg,Pref,V,Vc;Ec,Vcr;Vcl,Vf;Va;Vfb,Vfe,Voel;OEL_active,Vpf;Vvar,Vref,Vs,Vscl_sum;Vscl_uel;Vscl_oel;SCL_active,Vt;Vt_r;Vt_i;It;It_r;It_i,Vuel;UEL_active,fe,pe;xmt;xme,pm,sgnn;cosn;hpi;Tag,w"] |  |  |  | 1 | MAN |  | ["None (no licence)"] | ["(c) DIgSILENT GmbH"] | ["None (no licence)"] | ["Frame Synchronous Generator IEEE"] |  | DIgSILENT | 1705335640 | 0 | 0 | -1 | 0 | 0 | 0 | 0 | 1 | 0 | 0 | 5 | 0.001 | 10 | 822518 | 15843 |  |  |  | ["Efd,Ifd,Pg;Qg,Pref,V,Vc;Ec,Vcr;Vcl,Vf;Va;Vfb,Vfe,Voel;OEL_active,Vpf;Vvar,Vref,Vs,Vscl_sum;Vscl_uel;Vscl_oel;SCL_active,Vt;Vt_r;Vt_i;It;It_r;It_i,Vuel;UEL_active,fe,pe;xmt;xme,pm,sgnn;cosn;hpi;Tag,w"] | [5 empty] | Frame for synchronous generator power plant equipped with IEEE dynamic models |  | 4294967294 | ["*** Obsolete Composite Model Frame ***", "This composite model frame is no longer maintained by DIgSILENT.", "", "v001.1: ", " - \"Generator\" slot marked as \"main slot\"", " - Filter for model name removed from slots ", " - \"Frequency Measurement\" and", " - \"Voltage Measurement\"", "", "v001.0: Initial version", ""] | ["85ee4b65-7f58-4acc-9c06-f60ae37fdd5d"] | ["v001.1"] | 0
gov_GAS | \Lib.IntLibrary\Dynamics\SymPlant\DIgSILENT\Gov\gov_GAS.BlkDef | \Lib.IntLibrary\Dynamics\SymPlant\DIgSILENT\Gov | ["Simplified gas turbine-governor model", "", "This model can be used in IEEE and ENTSO-E synchronous generator/machine frames.", "", " - DSL checksum: DA6C-E8D3-68AE-6389", " - Implementation by DIgSILENT GmbH", " - January 2020", ""] | 1 | ["gov_GAS"] | 6 | ["w,wref,Pref"] | ["Load_Limit,dw,o1,o4,o5,yi,yi1,yi2,yi3,yi4"] | ["pm"] | ["R,T1,T2,T3,At,Kt,V_min,V_max"] | ["x2,x3,x1"] | 0 | MAN |  | ["None (no licence)"] | ["(c) DIgSILENT GmbH"] | ["None (no licence)"] | ["gov_GAS"] | $(InstallationDir)\Dynamic Models\DIgSILENT\GOV\gov_GAS_v001.dll | DIgSILENT | 1705335640 | 0 | 0 | -1 | 0 | 1 | 0 | 1 | 1 | 0 | 0 | 6 | 0.001 | 10 | 858929 | 15843 | ["vardef(R) = 'p.u.';'Permanent droop'", "vardef(T1) = 's' ;'Governor time constant'", "vardef(T2) = 's' ;'Turbine power time constant'", "vardef(T3) = 's' ;'Turbine exhaust temperature time constant'", "vardef(At) = 'p.u.';'Ambient temperature load limit'", "vardef(Kt) = 'p.u.';'Temperature limiter gain'", "vardef(V_max) = 'p.u.';'Maximum turbine power'", "vardef(V_min) = 'p.u.';'Minimum turbine power'", "", "vardef(w) = 'p.u.';'Speed'", "vardef(wref) = 'p.u.';'Speed reference'", "vardef(Pref) = 'p.u.';'Power reference'", "vardef(pm) = 'p.u.';'Mechanical power'", "", "", "limfix(R) = (0,0.1) ! 0 < R < 0.1", "limfix(T1) = (0,0.5) ! 0 < T1 < 0.5", "limfix(T2) = (0,0.5) ! 0 < T2 < 0.5", "limfix(T3) = (0,5) ! 0 < T3 < 5", "limfix(At) = (0,1] ! 0 < At <= 1", "limfix(Kt) = (0,5) ! 0 < Kt < 5", "limfix(V_min) = [0,1) ! 0 <= V_min < 1", "limfix(V_min) = [0,V_max) ! 0 <= V_min < V_max", "limfix(V_max) = (0.5,1.2) ! 0.5 < V_max < 1.2", "limfix(V_max) = (V_min,) ! V_max > V_min", "", "", "inc(x2) = pm", "inc(x1) = x2", "inc(x3) = x2", "", "inc(Pref) = x2+selfix(R>0,dw/R,0) ", "inc(wref) = 1.0", ""] |  | ["w,wref,Pref"] | ["Load_Limit,dw,o1,o4,o5,yi,yi1,yi2,yi3,yi4"] | ["V_min"] | ["pm"] | ["R,T1,T2,T3,At,Kt"] |  | ["x1,x2,x3"] | Simplified gas turbine-governor model | ["V_max"] | 4294967294 | ["v001.2:", " - DSL checksum: DA6C-E8D3-68AE-6389", " - Model compiled", "", "v001.1: ", " - DSL checksum: DA6C-E8D3-68AE-6389", " - Internal names of Block Reference objects (*.BlkRef) improved", " - Graphic of block diagram slightly improved", "", "v001.0: ", " - Initial release version", " - DSL checksum: DA6C-E8D3-68AE-6389", " - DSL level raised to 6", " - Handling of division by parameters being zero", "", "v000.3:", " - DSL checksum: 5F32-CC53-22B0-AE0B", " - Parameter value range limits (limfix() statements) set more precisely", " - Default parameter values revised", "", "v000.2:", " - DSL checksum: 6807-4C29-71A6-985B", " - Input signal w0 renamed into wref", " - Variable definitions (vardef) for input signals and output signals added", " - Parameter value limits (limfix) completed", "", "v000.1: Initial prototype version", ""] | ["888802ab-3b79-4d32-ae6a-a321630b28c8"] | ["v001.2"] | 0
LVgate | \Lib.IntLibrary\Dynamics\SymPlant\DIgSILENT\Gov\gov_GAS.BlkDef\Used Macros\LVgate.BlkDef | \Lib.IntLibrary\Dynamics\SymPlant\DIgSILENT\Gov\gov_GAS.BlkDef\Used Macros |  | 1 | ["LVgate"] | 5 | ["yi1,yi2"] |  | ["yo"] |  |  | 0 | MAN |  | ["None (no licence)"] | ["(c) DIgSILENT GmbH"] | ["None (no licence)"] | ["LVgate"] |  | DIgSILENT | 1705335640 | 0 | 0 | -1 | 0 | 0 | 0 | 0 | 0 | 1 | 0 | 5 | 0.001 | 10 | 858931 | 15843 | ["yo=min(yi1,yi2)"] |  | ["yi1,yi2"] |  |  | ["yo"] |  |  |  | min function |  | 4294967294 |  |  |  | 0
[1/(1+sT)] | \Lib.IntLibrary\Dynamics\SymPlant\DIgSILENT\Gov\gov_GAS.BlkDef\Used Macros\[1/(1+sT)].BlkDef | \Lib.IntLibrary\Dynamics\SymPlant\DIgSILENT\Gov\gov_GAS.BlkDef\Used Macros |  | 1 | ["[1/(1+sT)]"] | 5 | ["yi"] |  | ["yo"] | ["T1"] | ["x"] | 0 | MAN |  | ["None (no licence)"] | ["(c) DIgSILENT GmbH"] | ["None (no licence)"] | ["[1/(1+sT)]"] |  | DIgSILENT | 1705335640 | 0 | 0 | -1 | 0 | 0 | 0 | 0 | 1 | 1 | 0 | 5 | 0.001 | 10 | 858934 | 15843 | ["limfix(T1)=(0,)", "x.=(yi-yo)/selfix_const(T1>0,T1,0.001)", "yo=limstate(x,V_min,V_max)"] |  | ["yi"] |  | ["V_min"] | ["yo"] | ["T1"] |  | ["x"] | anti windup Limited first order lag | ["V_max"] | 4294967294 |  |  |  | 0
1/(1+sT2) | \Lib.IntLibrary\Dynamics\SymPlant\DIgSILENT\Gov\gov_GAS.BlkDef\Used Macros\1/(1+sT2).BlkDef | \Lib.IntLibrary\Dynamics\SymPlant\DIgSILENT\Gov\gov_GAS.BlkDef\Used Macros |  | 1 | ["1/(1+sT2)"] | 5 | ["yi"] |  | ["yo"] | ["T2"] | ["x"] | 0 | MAN |  | ["None (no licence)"] | ["(c) DIgSILENT GmbH"] | ["None (no licence)"] | ["1/(1+sT2)"] |  | DIgSILENT | 1705335640 | 0 | 0 | -1 | 0 | 0 | 0 | 0 | 1 | 1 | 0 | 5 | 0.001 | 10 | 858936 | 15843 | ["! First order lag block with time constant T2", "! if T2=0, block is bypassed (yo=yi)", "limfix(T2)=[0,)", "x.=selfix(T2>0,(yi-x)/T2,0.0)", "yo=selfix(T2>0,x,yi)", ""] |  | ["yi"] |  |  | ["yo"] | ["T2"] |  | ["x"] | First order delay (PT1) |  | 4294967294 |  |  |  | 0
1/(1+sT3) | \Lib.IntLibrary\Dynamics\SymPlant\DIgSILENT\Gov\gov_GAS.BlkDef\Used Macros\1/(1+sT3).BlkDef | \Lib.IntLibrary\Dynamics\SymPlant\DIgSILENT\Gov\gov_GAS.BlkDef\Used Macros |  | 1 | ["1/(1+sT3)"] | 5 | ["yi"] |  | ["yo"] | ["T3"] | ["x"] | 0 | MAN |  | ["None (no licence)"] | ["(c) DIgSILENT GmbH"] | ["None (no licence)"] | ["1/(1+sT3)"] |  | DIgSILENT | 1705335640 | 0 | 0 | -1 | 0 | 0 | 0 | 0 | 1 | 1 | 0 | 5 | 0.001 | 10 | 858938 | 15843 | ["! First order lag block with time constant T3", "", "limfix(T3)=(0,)", "x.=(yi-x)/selfix_const(T3>0,T3,0.001)", "yo=x", ""] |  | ["yi"] |  |  | ["yo"] | ["T3"] |  | ["x"] | First order delay (PT1) |  | 4294967294 |  |  |  | 0
Kt | \Lib.IntLibrary\Dynamics\SymPlant\DIgSILENT\Gov\gov_GAS.BlkDef\Used Macros\Kt.BlkDef | \Lib.IntLibrary\Dynamics\SymPlant\DIgSILENT\Gov\gov_GAS.BlkDef\Used Macros |  | 1 | ["Kt"] | 5 | ["yi"] |  | ["yo"] | ["Kt"] |  | 0 | MAN |  | ["None (no licence)"] | ["(c) DIgSILENT GmbH"] | ["None (no licence)"] | ["Kt"] |  | DIgSILENT | 1705335640 | 0 | 0 | -1 | 0 | 0 | 0 | 0 | 1 | 1 | 0 | 5 | 0.001 | 10 | 858940 | 15843 | ["yo=Kt*yi"] |  | ["yi"] |  |  | ["yo"] | ["Kt"] |  |  | Gain |  | 4294967294 |  |  |  | 0
1/R | \Lib.IntLibrary\Dynamics\SymPlant\DIgSILENT\Gov\gov_GAS.BlkDef\Used Macros\1/R.BlkDef | \Lib.IntLibrary\Dynamics\SymPlant\DIgSILENT\Gov\gov_GAS.BlkDef\Used Macros |  | 1 | ["1/R"] | 5 | ["yi"] |  | ["yo"] | ["R"] |  | 0 | MAN |  | ["None (no licence)"] | ["(c) DIgSILENT GmbH"] | ["None (no licence)"] | ["1/R"] |  | DIgSILENT | 1705335640 | 0 | 0 | -1 | 0 | 0 | 0 | 0 | 1 | 1 | 0 | 5 | 0.001 | 10 | 858942 | 15843 | ["limfix(R)=(0,)", "yo=selfix(R>0,yi/R,0)"] |  | ["yi"] |  |  | ["yo"] | ["R"] |  |  | Inverted gain |  | 4294967294 |  |  |  | 0
Const | \Lib.IntLibrary\Dynamics\SymPlant\DIgSILENT\Gov\gov_GAS.BlkDef\Used Macros\Const.BlkDef | \Lib.IntLibrary\Dynamics\SymPlant\DIgSILENT\Gov\gov_GAS.BlkDef\Used Macros |  | 1 | ["Const"] | 5 |  |  | ["yo"] | ["C"] |  | 0 | MAN |  | ["None (no licence)"] | ["(c) DIgSILENT GmbH"] | ["None (no licence)"] | ["Const"] |  | DIgSILENT | 1705335640 | 0 | 0 | -1 | 0 | 0 | 0 | 0 | 1 | 1 | 0 | 5 | 0.001 | 10 | 858944 | 15843 | ["yo=C"] |  |  |  |  | ["yo"] | ["C"] |  |  | outputs a constant (parameter) value |  | 4294967294 |  |  |  | 0
exc_ST | \Lib.IntLibrary\Dynamics\SymPlant\DIgSILENT\Exc\exc_ST.BlkDef | \Lib.IntLibrary\Dynamics\SymPlant\DIgSILENT\Exc | ["Simplified static excitation system model", "", "This model can be used in IEEE and ENTSO-E synchronous generator/machine frames.", "", " - DSL checksum: 350E-E8E9-1BEA-8530", " - Implementation by DIgSILENT GmbH", " - January 2020", ""] | 1 | ["exc_ST"] | 6 | ["Vt,Vref,dVref,Vs"] | ["Avr_Ref,KpVt,Va,Vc,Vg,Vm,Vr,dVc,yi,yi1"] | ["Efd"] | ["Tr,Kpr,Kir,Kpm,Kim,Ta,Kg,Tg,Kp,Vr_min,Vm_min,Va_min,Vr_max,Vm_max,Va_max,Vg_max"] | ["xr,xg,xa,ximxpim,xir"] | 0 | MAN |  | ["None (no licence)"] | ["(c) DIgSILENT GmbH"] | ["None (no licence)"] | ["exc_ST"] | $(InstallationDir)\Dynamic Models\DIgSILENT\EXC\exc_ST_v001.dll | DIgSILENT | 1705335640 | 0 | 0 | -1 | 0 | 1 | 0 | 1 | 1 | 0 | 0 | 6 | 0.001 | 10 | 859882 | 15843 | ["vardef(Tr) = 's' ;'Measurement Delay'", "vardef(Kpr) = 'p.u.' ;'Voltage regulator proportional gain'", "vardef(Kir) = 'p.u./s';'Voltage regulator integral gain' ", "vardef(Ta) = 's' ;'Thyristor bridge equivalent time constant'", "vardef(Kpm) = 'p.u.' ;'Inner loop field regulator proportional forward gain' ", "vardef(Kim) = 'p.u./s';'Inner loop field regulator integral forward gain' ", "vardef(Kg) = 'p.u.' ;'Field current regulator feedback gain'", "vardef(Tg) = 's' ;'Field current regulator feedback time constant' ", "vardef(Kp) = 'p.u.' ;'Potential circuit gain coefficient (0 = ignored)'", "vardef(Vm_min) = 'p.u.';'Minimum field current regulator output'", "vardef(Vm_max) = 'p.u.';'Maximum field current regulator output'", "vardef(Vr_min) = 'p.u.';'Minimum regulator output'", "vardef(Vr_max) = 'p.u.';'Maximum regulator output'", "vardef(Va_min) = 'p.u.';'Minimum exciter output'", "vardef(Va_max) = 'p.u.';'Maximum exciter output'", "vardef(Vg_max) = 'p.u.';'Maximum field current feedback voltage' ", "", "vardef(Vt) = 'p.u.';'Terminal voltage'", "vardef(Vref) = 'p.u.';'Voltage reference'", "vardef(dVref) = 'p.u.';'Additional voltage reference signal'", "vardef(Vs) = 'p.u.';'PSS signal'", "vardef(Efd) = 'p.u.';'Excitation voltage'", "", "", "limfix(Tr) = [0,0.03] ! 0 <= Tr <= 0.03", "limfix(Kpr) = [0,75] ! 0 <= Kpr <= 75", "limfix(Kir) = [0,75] ! 0 <= Kir <= 75", "limfix(Kpm) = [0,20] ! 0 <= Kpm <= 20", "limfix(Kim) = [0,18] ! 0 <= Kim <= 18", "limfix(Ta) = (0,1) ! 0 < Ta < 1", "limfix(Kg) = [0,1.1) ! 0 <= Kg < 1.1", "limfix(Tg) = [0,) ! Tg >= 0", "limfix(Kp) = [0,10) ! 0 <= Kp < 10", "limfix(Vr_min) = [-6,0] ! -6 <= Vr_min <= 0", "limfix(Vm_min) = [-118.8,0] ! -118.8 <= Vm_min <= 0", "limfix(Va_min) = (,0] ! Va_min <= 0", "limfix(Vr_max) = [0.8,10] ! 0.8 <= Vr_min <= 10", "limfix(Vm_max) = [0.8,118] ! 0.8 <= Vm_max <= 118", "limfix(Va_max) = (0,) ! Va_max > 0", "limfix(Vg_max) = (0,) ! Vg_max > 0", "", "", "inc(xr) = Vt", "inc(xa) = Efd/KpVt", "inc(xg) = Kg*Efd", "inc(xpim) = selfix(Kpm>0,selfix(Kim>0,Vm,0),0)", "inc(xim) = selfix(Kpm>0,0,selfix(Kim>0,Vm,0))", "inc(xir) = selfix(Kir>0,selfix(Kim>0,xg,xg+selfix(Kpm>0,Vm/Kpm,0)),0)", "", "inc(Vm) = xa", "inc(Vref) = selfix(Kir>0,Vt,selfix(Kim>0,Vt+selfix(Kpr>0,xg/Kpr,0),Vt+selfix(Kpm>0 .and. Kpr>0,(xg+Vm/Kpm)/Kpr,0))) ", "inc(Vs) = 0", "inc(dVref) = 0 ", ""] |  | ["Vt,Vref,dVref,Vs"] | ["Avr_Ref,KpVt,Va,Vc,Vg,Vm,Vr,dVc,yi,yi1"] | ["Vr_min,Vm_min,Va_min"] | ["Efd"] | ["Tr,Kpr,Kir,Kpm,Kim,Ta,Kg,Tg,Kp"] |  | ["xr,xir,xpim,xim,xa,xg"] | Simplified static excitation system model | ["Vr_max,Vm_max,Va_max,Vg_max"] | 4294967294 | ["v001.2:", " - DSL checksum: 350E-E8E9-1BEA-8530", " - Model compiled", "", "v001.1: ", " - DSL checksum: 350E-E8E9-1BEA-8530", " - Internal names of Block Reference objects (*.BlkRef) improved", " - Graphic of block diagram corrected and improved", "", "v001.0: ", " - Initial release version", " - DSL checksum: 350E-E8E9-1BEA-8530", " - DSL level raised to 6", " - Model renamed from \"exc_AVR/ST\" into \"exc_ST\"", " - Handling of division by parameters being zero", "", "v000.3:", " - DSL checksum: E0CD-0638-ECA4-E167", " - 1/(1+sTr) block added for representation of the voltage transducer ", " measurement delay", " - Parameter Ka removed", " - Parameter value limits (limfix) revised", " - Default values for Kpm and Kp revised", "", "v000.2:", " - DSL checksum: 0229-2F1A-DE0F-A4A2", " - Block Kg/(1+sTg) corrected for case Tg = 0", " - Variable definitions (vardef) for parameters, input signals and", " output signals added", " - Parameter value limits (limfix) added", "", "v000.1: Initial prototype version", ""] | ["402346e4-39cf-4950-8307-14a5d5554852"] | ["v001.2"] | 0
[Kpr+Kir/s] | \Lib.IntLibrary\Dynamics\SymPlant\DIgSILENT\Exc\exc_ST.BlkDef\Used Macros\[Kpr+Kir/s].BlkDef | \Lib.IntLibrary\Dynamics\SymPlant\DIgSILENT\Exc\exc_ST.BlkDef\Used Macros |  | 1 | ["[Kpr+Kir/s]"] | 5 | ["yi"] |  | ["yo"] | ["Kpr,Kir"] | ["x1"] | 0 | MAN |  | ["None (no licence)"] | ["(c) DIgSILENT GmbH"] | ["None (no licence)"] | ["[Kpr+Kir/s]"] |  | DIgSILENT | 1705335640 | 0 | 0 | -1 | 0 | 0 | 0 | 0 | 1 | 1 | 0 | 5 | 0.001 | 10 | 859884 | 15843 | ["limfix(Kpr) = (0,] ! Kpr > 0", "", "x1. = yi*Kir", "", "yo = picontrol_const(x1,Vpi_min,Vpi_max,Kpr*yi)", ""] |  | ["yi"] |  | ["Vpi_min"] | ["yo"] | ["Kpr,Kir"] |  | ["x1"] | PI controller with non-windup limits | ["Vpi_max"] | 4294967294 |  |  |  | 0
[Kpm+Kim/s] | \Lib.IntLibrary\Dynamics\SymPlant\DIgSILENT\Exc\exc_ST.BlkDef\Used Macros\[Kpm+Kim/s].BlkDef | \Lib.IntLibrary\Dynamics\SymPlant\DIgSILENT\Exc\exc_ST.BlkDef\Used Macros |  | 1 | ["[Kpm+Kim/s]"] | 5 | ["yi"] |  | ["yo"] | ["Kpm,Kim"] | ["xpi,xi"] | 0 | MAN |  | ["None (no licence)"] | ["(c) DIgSILENT GmbH"] | ["None (no licence)"] | ["[Kpm+Kim/s]"] |  | DIgSILENT | 1705335640 | 0 | 0 | -1 | 0 | 0 | 0 | 0 | 1 | 1 | 0 | 5 | 0.001 | 10 | 859887 | 15843 | ["! Proportional-Integral (PI) block with anti-windup limits", "limfix(Kpm) = [0,] ! Kpa > 0", "", "xpi. = selfix(Kpm>0,Kim*yi,0)", "xi. = selfix(Kpm>0,0,Kim*yi)", "", "yo = selfix(Kpm>0,picontrol_const(xpi,Vm_min,Vm_max,Kpm*yi),limstate(xi,Vm_min,Vm_max))", ""] |  | ["yi"] |  | ["Vm_min"] | ["yo"] | ["Kpm,Kim"] |  | ["xpi,xi"] | PI controller with non-windup limits | ["Vm_max"] | 4294967294 |  |  |  | 0
[1/(1+sTa)] | \Lib.IntLibrary\Dynamics\SymPlant\DIgSILENT\Exc\exc_ST.BlkDef\Used Macros\[1/(1+sTa)].BlkDef | \Lib.IntLibrary\Dynamics\SymPlant\DIgSILENT\Exc\exc_ST.BlkDef\Used Macros |  | 1 | ["[1/(1+sTa)]"] | 5 | ["yi"] |  | ["yo"] | ["Ta"] | ["x"] | 0 | MAN |  | ["None (no licence)"] | ["(c) DIgSILENT GmbH"] | ["None (no licence)"] | ["[1/(1+sTa)]"] |  | DIgSILENT | 1705335640 | 0 | 0 | -1 | 0 | 0 | 0 | 0 | 1 | 1 | 0 | 5 | 0.001 | 10 | 859889 | 15843 | ["limits(Ta)=(0,)", "x. = (yi-x)/Ta", "yo = limstate(x,Va_min,Va_max)"] |  | ["yi"] |  | ["Va_min"] | ["yo"] | ["Ta"] |  | ["x"] | Limited first order lag with gain | ["Va_max"] | 4294967294 |  |  |  | 0
Kg/(1+sTg) | \Lib.IntLibrary\Dynamics\SymPlant\DIgSILENT\Exc\exc_ST.BlkDef\Used Macros\Kg/(1+sTg).BlkDef | \Lib.IntLibrary\Dynamics\SymPlant\DIgSILENT\Exc\exc_ST.BlkDef\Used Macros |  | 1 | ["Kg/(1+sTg)"] | 5 | ["yi"] |  | ["yo"] | ["Kg,Tg"] | ["x"] | 0 | MAN |  | ["None (no licence)"] | ["(c) DIgSILENT GmbH"] | ["None (no licence)"] | ["Kg/(1+sTg)"] |  | DIgSILENT | 1705335640 | 0 | 0 | -1 | 0 | 0 | 0 | 0 | 1 | 1 | 0 | 5 | 0.001 | 10 | 859891 | 15843 | ["! First order lag block with Gain K and time constant T", "", "limits(Tg)=[0,)", "x.=selfix(Tg>0,(Kg*yi-x)/Tg,0)", "yo=selfix(Tg>0,limstate(x,-99999,Vg_max),min(Kg*yi,Vg_max))"] |  | ["yi"] |  |  | ["yo"] | ["Kg,Tg"] |  | ["x"] | First order delay (PT1) with gain | ["Vg_max"] | 4294967294 |  |  |  | 0
Vdep | \Lib.IntLibrary\Dynamics\SymPlant\DIgSILENT\Exc\exc_ST.BlkDef\Used Macros\Vdep.BlkDef | \Lib.IntLibrary\Dynamics\SymPlant\DIgSILENT\Exc\exc_ST.BlkDef\Used Macros |  | 1 | ["Vdep"] | 5 | ["yi"] |  | ["yo"] | ["Kp"] |  | 0 | MAN |  | ["None (no licence)"] | ["(c) DIgSILENT GmbH"] | ["None (no licence)"] | ["Vdep"] |  | DIgSILENT | 1705335640 | 0 | 0 | -1 | 0 | 0 | 0 | 0 | 1 | 1 | 0 | 5 | 0.001 | 10 | 859909 | 15843 | ["yo=selfix(Kp>0,Kp*yi,1)"] |  | ["yi"] |  |  | ["yo"] | ["Kp"] |  |  | Terminal fed selector |  | 4294967294 |  |  |  | 0
1/(1+sT) _bypass | \Lib.IntLibrary\Dynamics\DynMacros\Filters\Low Pass Filters\1/(1+sT) _bypass.BlkDef | \Lib.IntLibrary\Dynamics\DynMacros\Filters\Low Pass Filters | ["\\textbf{Function:}", "\\[ H(s) = \\frac{1}{1+sT} = \\frac{1}{T}\\frac{1}{\\frac{1}{T}+s}\\]", ""] | 1 | ["1/(1+sT)"] | 5 | ["yi"] |  | ["yo"] | ["T"] | ["x"] | 0 | MAN | 1/(1+sT) | ["None (no licence)"] | ["(c) DIgSILENT GmbH"] | ["None (no licence)"] | ["1/(1+sT) _bypass"] |  | DIgSILENT | 1705335640 | 0 | 0 | -1 | 0 | 0 | 0 | 0 | 1 | 1 | 0 | 5 | 0.001 | 10 | 835984 | 15843 | ["! Functionality: This macro implements a first order lag block with time constant T", "! Parameter T must be non-negative. Otherwise, a message is printed to the output window.", "! Bypass option: if T<=0, block is bypassed (yo=yi)", "limfix(T)=[0,)", "x. = selfix(T>0,(yi-x)/T,0.0)", "yo = selfix(T>0,x,yi)", ""] |  | ["yi"] |  |  | ["yo"] | ["T"] |  | ["x"] | First order lag (bypass) |  | 4294967294 | ["v002.0: General revision of DSL macro", "", "v001.0: corresponds to version '2016' in PowerFactory 2017", "", "v001.0: Initial version", ""] | ["f8285c47-7afd-461f-ad15-f2b125b9afa5"] | ["v002.0"] | 0
avr_AC8B | \Lib.IntLibrary\Dynamics\Arch\PF 2022 Models\DynPsse\avr_AC8B.BlkDef | \Lib.IntLibrary\Dynamics\Arch\PF 2022 Models\DynPsse |  | 1 | ["avr_AC8B"] | 5 | ["curex,ut,usetp,u,upss,vuel,voel"] | ["ved,S,A1,B1,In,Aex,Bex,bias,vprop,vint,vder,dxdr,Fex,KdIfd,KeVe,Ve,Ve_max,Verror,Vfe,Vr,Vref,Vs,Vx,Vxe,dVrfe,u_filt,ubias,vlim,vlimiter,vpid,K,In1,In2,In3"] | ["uerrs"] | ["Ka,Ta,VFEmax,Ke,E1,SE1,E2,SE2,Kd,Kc,Te,Terminal_fed,Tr,Kpr,Kri,Kdr,Tdr,VRmin,VEmin,Vpid_min,VRmax,Vpid_max"] | ["xr,xdr,xir,xa,xe"] | 0 | MAN |  | ["None (no licence)"] | ["(c) DIgSILENT GmbH"] | ["None (no licence)"] | ["avr_AC8B"] | .\Standard Models\avr_AC8B_001.dll | DIgSILENT | 1705335640 | 0 | 0 | -1 | 0 | 1 | 0 | 1 | 1 | 0 | 0 | 5 | 0.001 | 10 | 129367 | 15843 | ["inc(K) = uerrs/(Kc*curex)", "inc(In1) = 1/(K+0.577)", "inc(In2) = sqrt(0.75/(K*K+1))", "inc(In3) = 1.732/(K+1.732)", "inc(In) = selfix(In1<=0.433,In1,selfix(In3>=0.75,In3,In2)) ", "inc(Ve) = uerrs/Fex", "inc(Vfe) = Vx+Ke*Ve+Kd*curex", "inc(xe) = Ve", "inc(xa) = Vfe ", "inc(xir) = xa/Ka", "inc(xdr) = 0.0", "inc(xr) = u", "inc(usetp) = u", "inc(upss) = 0.0", "inc(vuel) = 0.0", "inc(voel) = 0.0", "inc(ubias) = -(vuel+voel)", "", ""] | ["K,In1,In2,In3"] | ["curex,ut,usetp,u,upss,vuel,voel"] | ["ved,S,A1,B1,In,Aex,Bex,bias,vprop,vint,vder,dxdr,Fex,KdIfd,KeVe,Ve,Ve_max,Verror,Vfe,Vr,Vref,Vs,Vx,Vxe,dVrfe,u_filt,ubias,vlim,vlimiter,vpid,K,In1,In2,In3"] | ["VRmin,VEmin,Vpid_min"] | ["uerrs"] | ["Ka,Ta,VFEmax,Ke,E1,SE1,E2,SE2,Kd,Kc,Te,Terminal_fed,Tr,Kpr,Kri,Kdr,Tdr"] | ["AC8B,SYM Frame,avr_AC8B=Tr,Kpr,Kri,Kdr,Tdr,Vpid_max,Vpid_min,Ka,Ta,VRmax,VRmin,Kc,Kd,Ke,Te,VFEmax,VEmin,E1,SE1,E2,SE2¦Terminal_fed:0"] | ["xa,xe,xr,xir,xdr"] |  | ["VRmax,Vpid_max"] | 4294967294 | ["*** Obsolete Model ***", "This model is no longer maintained by DIgSILENT.", "", "v001.1: ", " - DSL checksum: A8D3-3449-E1C5-CE7A", " - DSL level of model raised to 5", "", "v001.0: ", " - Initial version", " - Corresponds to version '2017' in PowerFactory 2017", ""] | ["32c3d593-777f-4891-9661-365fa0c9bc51"] | ["v001.1"] | 0
gov_DEGOV | \Lib.IntLibrary\Dynamics\Arch\PF 2022 Models\DynPsse\gov_DEGOV.BlkDef | \Lib.IntLibrary\Dynamics\Arch\PF 2022 Models\DynPsse |  | 1 | ["gov_DEGOV"] | 5 | ["w0,w,sgnn,cosn"] | ["dx1,x6out,x5out,dx5,Ecb,En,dw,pturb,xe"] | ["pt"] | ["T1,T2,T3,Td,PN,K,T4,T5,T6,Tmin,Tmax"] | ["x1,x2,x5,x6,x4"] | 0 | MAN |  | ["None (no licence)"] | ["(c) DIgSILENT GmbH"] | ["None (no licence)"] | ["gov_DEGOV"] | .\Standard Models\gov_DEGOV_001.dll | DIgSILENT | 1705335640 | 0 | 0 | -1 | 0 | 1 | 0 | 1 | 1 | 0 | 0 | 5 | 0.001 | 10 | 129476 | 15843 | ["inc(x4) = pturb/w", "inc(x1) = 0.0", "inc(x2) = 0.0", "inc(x5) = 0.0", "inc(x6) = 0.0 ", "inc(w0)=w", "", "vardef(T1) = 's';'Electric control box T1'", "vardef(T2) = 's';'Electric control box T2'", "vardef(T3) = 's';'Electric control box T3'", "vardef(T4) = 's';'Actuator T4'", "vardef(T5) = 's';'Actuator T5'", "vardef(T6) = 's';'Actuator T6'", "vardef(K) = 'pu';'Actuator Gain'", "vardef(Td) = 's';'Engine delay'", "vardef(Tmin) = 'pu';'Actuator min output'", "vardef(Tmax) = 'pu';'Actuator max output' ", "vardef(PN) ='MW';'Prime Mover Rated Power(=0->PN=Pgnn)'"] |  | ["w0,w,sgnn,cosn"] | ["dx1,x6out,x5out,dx5,Ecb,En,dw,pturb,xe"] | ["Tmin"] | ["pt"] | ["T1,T2,T3,Td,PN,K,T4,T5,T6"] | ["DEGOV,SYM Frame,gov_DEGOV=T1,T2,T3,K,T4,T5,T6,Td,Tmax,Tmin¦PN:GEN(sgn)"] | ["x1,x2,x4,x5,x6"] | Woodward Diesel Governor | ["Tmax"] | 4294967294 | ["*** Obsolete Model ***", "This model is no longer maintained by DIgSILENT.", "", "v001.1: ", " - DSL checksum: E2A4-A365-BBE6-15CC", " - DSL level of model raised to 5", "", "v001.0: ", " - Initial version", " - Corresponds to version '2017' in PowerFactory 2017", ""] | ["95d98280-07c2-4572-bfb2-a3c1e01ff9c9"] | ["v001.1"] | 0
gov_GAST | \Lib.IntLibrary\Dynamics\Arch\PF 2022 Models\DynPsse\gov_GAST.BlkDef | \Lib.IntLibrary\Dynamics\Arch\PF 2022 Models\DynPsse |  | 1 | ["gov_GAST"] | 5 | ["wref,w,psetp,psco,sgnn,cosn"] | ["At,dw,et,ff,fv,o12,o18,pref,pturb,wlss,yi1,yi2,yi21,yi3"] | ["pt"] | ["R,T1,T2,T3,AT,Kt,Dturb,PN,Vmin,Vmax"] | ["x2,x3,x1"] | 0 | MAN |  | ["None (no licence)"] | ["(c) DIgSILENT GmbH"] | ["None (no licence)"] | ["gov_GAST"] | .\Standard Models\gov_GAST_001.dll | DIgSILENT | 1705335640 | 0 | 0 | -1 | 0 | 1 | 0 | 1 | 1 | 0 | 0 | 5 | 0.001 | 10 | 129478 | 15843 | ["inc0(psco)=0.0", "inc(wref) =w", "inc(x1) =fv", "inc(psetp)=fv", "inc(x2) =fv", "inc(x3) =x2", "inc(fv) =pturb-dw*Dturb", "", "vardef(R) ='pu';'Speed Droop'", "vardef(T1) ='s';'Controller Time Constant'", "vardef(T2) ='s';'Actuator Time Constant'", "vardef(T3) ='s';'Compressor Time Constant'", "vardef(AT) ='pu';'Ambient Temperature Load Limit'", "vardef(Kt) ='pu';'Turbine Factor'", "vardef(Vmin) ='pu';'Controller Minimum Output'", "vardef(Vmax) ='pu';'Controller Maximum Output'", "vardef(Dturb) ='pu';'frictional losses factor pu'", "vardef(PN) ='MW';'Turbine Rated Power(=0->PN=Pgnn)'"] |  | ["wref,w,psetp,psco,sgnn,cosn"] | ["At,dw,et,ff,fv,o12,o18,pref,pturb,wlss,yi1,yi2,yi21,yi3"] | ["Vmin"] | ["pt"] | ["R,T1,T2,T3,AT,Kt,Dturb,PN"] | ["GAST,SYM Frame,gov_GAST=R,T1,T2,T3,AT,Kt,Vmax,Vmin,Dturb¦PN:GEN(sgn)"] | ["x1,x2,x3"] | Gas Turbine Governor | ["Vmax"] | 4294967294 | ["*** Obsolete Model ***", "This model is no longer maintained by DIgSILENT.", "", "v001.1: ", " - DSL checksum: 2CA8-DF71-7065-E319", " - DSL level of model raised to 5", "", "v001.0: ", " - Initial version", " - Corresponds to version '2017' in PowerFactory 2017", ""] | ["396b57dd-8234-4ae3-b951-119b1bf9c58e"] | ["v001.1"] | 0

## ComInc
loc_name | _path | fold_id | advancedNewtonUpdt | allowedBusErrLv | allowedBusErrLv_emt | allowedBusErrMv | allowedBusErrMv_emt | allowedErrAllGridEq | alpha_emt | alpha_rms | automaticCompilation | ciopt_sample | ckres | cloadSnap | clockedEventType | com_init | com_inter | copt_adapt | copt_coiref | copt_fastcon | copt_lt | copt_net | copt_real | copt_reinc | copt_sim | cpHeadFold | crndNumGen | ctstart | cvoltLevHv | cvoltLevLv | cvoltLevMv | dat_src | ddtemt_max | ddtgrd_max | disablePreciseLanding | dtemt | dtemt_max | dtgrd | dtgrd_max | dtout | dtout_emt | erreq | erreq_emt | errinc | errmax | errseq | errsm | errsm_emt | fdec | finc | gnrl_modif | i_deldirect | i_multincw | i_rndseed | i_sedirect | iac | iinftag | iopt_adapt | iopt_adaptadv | iopt_adaptreset | iopt_all | iopt_coiref | iopt_conn | iopt_dfrotx | iopt_eulmax | iopt_expref | iopt_fastchk | iopt_fastcon | iopt_fastout | iopt_fastsol | iopt_int | iopt_load | iopt_locref | iopt_lt | iopt_net | iopt_only | iopt_outofstep | iopt_partinc | iopt_real | iopt_reinc | iopt_reinf | iopt_rnd | iopt_sample | iopt_save | iopt_show | iopt_sim | iopt_simscn | iopt_solvinc | iopt_startmax | iopt_sync | iopt_vdhnm | ipolate | iReuseLdf | iSchemeStatus | itrjx | itrlx | itrmx | itrmxdisc | itrmxint | itrmxmin | jacobianUpdateMode | kres | lastSeed | loadSnap | mult_out | mult_out_emt | ninc | oid_ | order | outofstepdet | outputstep | p_event | p_resvar | p_simscn | pid_ | quasiNewton | reincEvtType | reincIter | rndNumGen | rt_factor | rt_inter | sigbuf | sigTypeConComp | solveInitDisc | syncperiod | syncresult | systemSolvingMode | systemSolvingModeFlags | tcemt | tcgrd | tid_ | tstart | tsync | updateRng
Name [ ] | Object path (key) | In Folder [ ] | Advanced Newton update [ ] | Max. acceptable equation error: Bus equations (LV) [kVA] | Max. acceptable equation error: Bus equations (LV) [kVA] | Max. acceptable equation error: Bus equations (MV) [kVA] | Max. acceptable equation error: Bus equations (MV) [kVA] | Grid error threshold to recompute Jacobian matrix [%] | Integration: Damping factor [ ] | Integration: Damping factor [ ] | DSL: Automatic compilation [ ] | Record results [ ] | Event: Resolution factor (with respect to smallest step) [ ] | Load snapshot at initialisation [ ] | Event type clocked:INTER:POSTPROC:As configured [ ] | Interface: Send and receive after initialisation [ ] | Interface Update: Interval [s] | Automatic step size adaptation [ ] | Reference [ ] | Simplifications: Fast connection of A-stable models outputs [ ] | A-stable integration algorithm [ ] | Network representation [ ] | Real-time simulation [ ] | Reinitialise algebraic equations at interruption [ ] | Simulation method [ ] | Head Folder [ ] | Global random number generator: Actually used method: [ ] | Start time [ ] | Max. acceptable equation error: > [kV] | Max. acceptable equation error: > [kV] | Max. acceptable equation error: > [kV] | Data source [ ] | Maximum increase of step size [s] | Maximum increase of step size [s] | Disable precise landing [ ] | Integration step size: Electromagnetic transients [s] | Integration step size: Maximum step size [s] | Integration step size: Electromechanical transients [s] | Integration step size: Maximum step size [s] | Output sampling step [s] | Output sampling step [s] | Max. acceptable equation error: Network model equations [%] | Max. acceptable equation error: Network model equations [%] | Minimum prediction error [ ] | Maximum prediction error [ ] | Integration: Maximum error for dynamic model equations [%] | Max. acceptable equation error: Bus equations (HV) [kVA] | Max. acceptable equation error: Bus equations (HV) [kVA] | Speed factor: decrease [ ] | Speed factor: increase [ ] | Object modified [ ] | DSL: Fast direct interpolation of buffers (delay and movingavg) [ ] | Initialisation: Issue warnings for multiple initialisation of signals [ ] | Global random number generator: Seed [ ] | DSL: Direct application of events [ ] | Integration: Apply AC-adaptation [ ] | Consider inertias as infinite [ ] | Automatic step size adaptation [ ] | Advanced step size algorithm [ ] | Reset automatic step size at interruption [ ] | A-stable integration algorithm: Apply to all elements [ ] | Reference [ ] | A-stable integration algorithm: Apply per element and composite model [ ] | Calculate maximum rotor angle deviation (dfrotx) [ ] | Integration formula restoration steps after reset [ ] | Reference system calculation method [ ] | Simplifications: Fast convergence check [ ] | Simplifications: Fast connection of A-stable models outputs [ ] | Simplifications: Fast computation of outputs [ ] | Simplifications: Fast independent solution of network and dynamic models [ ] | Interface: Update [ ] | Snapshot selection [ ] | Reference system area [ ] | A-stable integration algorithm [ ] | Network representation [ ] | A-stable integration algorithm: Apply per element [ ] | Synchronous machine out of step detection [ ] | Initialisation: Enable partial initialisation in case of deadlock [ ] | Real-time simulation [ ] | Reinitialise algebraic equations at interruption [ ] | Event: Reset integration formula after reinitialisation of algebraic equations [ ] | Global random number generator: Seeding type:Automatic:User defined [ ] | Record results [ ] | Save snapshot via event [ ] | Verify initial conditions [ ] | Simulation method [ ] | Active [ ] | Initialisation: Solve dynamic model equations at initialisation [ ] | Use maximum step size at start [ ] | Enforced synchronisation [ ] | Simplified Newton method [ ] | Behaviour at user-defined events [ ] | Reuse previous load flow results [ ] | Scheme Status [ ] | Iteration: Iteration limit to recompute Jacobian matrix [ ] | Iteration: Maximum number of iterations [ ] | Event: Maximum number of repeat event loops [ ] | Event: Maximum number of discrete event iterations [ ] | Event: Maximum number of zero-length interruptions [ ] | Event: Maximum number of reschedule event loops [ ] | Local update of simulation matrix [ ] | Event: Resolution factor (with respect to smallest step) [ ] | Global random number generator: Last used seed [ ] | Load snapshot at initialisation [ ] | Record results: Sampling ratio (output step to integration step) [ ] | Record results: Sampling ratio (output step to integration step) [ ] | Delay for step size increase (number of steps) [ ] | ObjectID [ ] | Order [ ] | Synchronous machine out of step detection: Detection angle [deg] | Record results: Output sampling step [s] | Selection of simulation events: Events [IntEvt] | Result variables [ElmRes*] | Modules [IntScn] | ProjectID [ ] | EMT,RMS,EMT and RMS [ ] | Event types:All:Interruptions [ ] | Reinitialisation Iteration:Reinitialise in each discrete event iteration step:Reinitialise after discrete event iteration completed [ ] | Global random number generator: Method [ ] | Synchronisation with system time: Ratio between real time and calculation time [%] | Synchronisation with system time: Time interval used for synchronisation [s] | Signal buffer [ ] | Signal type of connected components:All types:Discrete or clocked [ ] | Solve discrete states at initialisation [ ] | Enforced synchronisation: Period [s] | Write results only at synchronised point in time [ ] | Event: Accelerated solution of equation system [ ] | System solution according to debug settings [ ] | Time constant for EMT simulation [s] | Time constant for RMS simulation [s] | TimeID [ ] | Start time [s] | Buffer size [s] | Global random number generator: Update global random number generator [ ]
Calculation of initial conditions | Study Cases.IntPrjfolder\BPS 2022.IntCase\Calculation of initial conditions.ComInc | Study Cases.IntPrjfolder\BPS 2022.IntCase | 0 | 0.01 | 0.01 | 1 | 1 | 0.1 | 0.99 | 1 | 1 | 0 | 0 | 0 | 0 | 1 | 1 | 0 | 0 | 1 | 2 | 0 | 0 | 0 | 1 | Study Cases.IntPrjfolder\BPS 2022.IntCase | ["Mersenne Twister"] | 0 | 66 | 0 | 1 | MAN | 0.001 | 0.05 | 0 | 0.0001 | 0.008 | 0.01 | 0.1 | 0.02 | 0.0002 | 1 | 0.1 | 0.001 | 0.01 | 0.1 | 1 | 1 | 2 | 1.5 | 1747379869 | 0 | 0 | 0 | 1 | 1 | 0 | 0 | 0 | 1 | 0 | 0 | 0 | 0 | 2 | 0 | 1 | 1 | 1 | 0 | 1 | 0 | 1 | 2 | sym | 0 | 1 | 0 | 0 | 0 | 0 | 0 | 0 | 0 | 0 | rms | 0 | 0 | 0 | 0 | 0 | 1 | 0 | 0 | 5 | 25 | 4 | 100 | 4 | 100 | 0 | 0.001 | ["-"] | 0 | 2 | 2 | 10 | 4908823 | -1000000 | 360 | 0.02 | Study Cases.IntPrjfolder\BPS 2022.IntCase\Simulation Events/Fault.IntEvt | Study Cases.IntPrjfolder\BPS 2022.IntCase\All calculations.ElmRes | Study Cases.IntPrjfolder\BPS 2022.IntCase\Simulation Scan.IntScn | 4905050 | 0 | 1 | 1 | 0 | 100 | 1 | 50 | 0 | 0 | 1 | 1 | 0 | 0 | 0.01 | 10 | 4294967294 | -0.1 | 10 | 1

## ComLdf
loc_name | _path | fold_id | allowedBusErrLv | allowedBusErrMv | bPlim4constP | bPlimAsm | bPlimGenst | bPlimPWM | bPlimSym | bQlim4constQ | bQlimAsm | bQlimGenst | bQlimPWM | bQlimSlack | bQlimSvs | bQlimSym | bQlimXnet | cLimScaleOff | codePlim | codeQlim | copt_apdist | copt_net | copt_tem | cosfix | cosvar | cPbalancing | cpHeadFold | cPlim4constPOff | cPlimAsmOff | cPlimGenstOff | cPlimPWMOff | cPlimSymOff | cQlim4constQOff | cQlimAsmOff | cQlimGenstOff | cQlimPWMOff | cQlimSlackOff | cQlimSvsOff | cQlimSymOff | cQlimXnetOff | cSav | ctemperature | cvoltLevHv | cvoltLevLv | cvoltLevMv | dat_src | erreq | errlf | fa | ginf | gnrl_modif | i_power | i_volt | iavailfact | ictrlx | iFromSaved | ign_comp | iInterChg | iInterType | iItAlgStag | iKeepCalc | imaxPHSstep | imaxtstep | iopt_apdist | iopt_asht | iopt_at | iopt_chctr | iopt_check | iopt_fl | iopt_fls | iopt_igntow | iopt_initOPF | iopt_iph | iopt_lev | iopt_lim | iopt_limScale | iopt_lod | iopt_maxibus | iopt_net | iopt_noinit | iopt_notopo | iopt_optaplim | iopt_plim | iopt_pq | iopt_prot | iopt_show | iopt_sim | iopt_spar | iopt_stamode | iopt_tem | iopt_trainsim | iPbalancing | iPostCont | iprimctrl | iPST_at | iResType | iSchemeStatus | iShowOutLoopMsg | iStepAdapt | itapopt | iTempLoads | iTrimStep | itrlx | krelax | loadmax | maxDivOuterLoops | maxPhaseShift | maxQlimTrans | maxTapTrans | modelLevel | nsteps | num_conv | numOuterLoops | oid_ | order | phiini | pid_ | PostContTime | relax | scGenFac | scLoadFac | scMotFac | scPnight | Sfix | Sin | Svar | temperature | tid_ | totNumNewtonIters | tres | utr_init | vlmax | vlmin | zoneScale
Name [ ] | Object path (key) | In Folder [ ] | Max. Acceptable Load Flow Error: Bus Equations (LV) [kVA] | Max. Acceptable Load Flow Error: Bus Equations (MV) [kVA] | Considered Models for Active Power Limits: Limit active power also for const. P machines [ ] | Considered Models for Active Power Limits: Asynchronous machine [ ] | Considered Models for Active Power Limits: Static generator [ ] | Considered Models for Active Power Limits: PWM converter [ ] | Considered Models for Active Power Limits: Synchronous machine [ ] | Considered Models for Reactive Power Limits: Limit reactive power also for const. Q machines [ ] | Considered Models for Reactive Power Limits: Asynchronous machine [ ] | Considered Models for Reactive Power Limits: Static generator [ ] | Considered Models for Reactive Power Limits: PWM converter [ ] | Considered Models for Reactive Power Limits: Reference machine [ ] | Considered Models for Reactive Power Limits: Static Var system [ ] | Considered Models for Reactive Power Limits: Synchronous machine [ ] | Considered Models for Reactive Power Limits: External grid [ ] | Consider reactive power limits scaling factor [ ] | P limits [ ] | Q limits [ ] | Active Power Control [ ] | Calculation Method [ ] | Temperature Dependency: Line/Cable Resistances: at [ ] | Power Factor of Fixed Load [ ] | Power Factor of Variable Part [ ] | Balancing [ ] | Head Folder [ ] | Considered Models for Active Power Limits: Limit active power also for const. P machines [ ] | Considered Models for Active Power Limits: Asynchronous machine [ ] | Considered Models for Active Power Limits: Static generator [ ] | Considered Models for Active Power Limits: PWM converter [ ] | Considered Models for Active Power Limits: Synchronous machine [ ] | Considered Models for Reactive Power Limits: Limit reactive power also for const. Q machines [ ] | Considered Models for Reactive Power Limits: Asynchronous machine [ ] | Considered Models for Reactive Power Limits: Static generator [ ] | Considered Models for Reactive Power Limits: PWM converter [ ] | Considered Models for Reactive Power Limits: Reference machine [ ] | Considered Models for Reactive Power Limits: Static Var system [ ] | Considered Models for Reactive Power Limits: Synchronous machine [ ] | Considered Models for Reactive Power Limits: External grid [ ] | Average Power [kVA] | Temperature Dependency: Line/Cable Resistances: Temperature [degC] | Max. Acceptable Load Flow Error: > [kV] | Max. Acceptable Load Flow Error: > [kV] | Max. Acceptable Load Flow Error: > [kV] | Data source [ ] | Max. Acceptable Load Flow Error: Model Equations [%] | Max. Acceptable Load Flow Error: Bus Equations (HV) [kVA] | Utilisation Factor [ ] | Coincidence Factor (ginf) [ ] | Object modified [ ] | Load Flow Method [ ] | Consider coincidence of low-voltage loads: Voltage Drop Analysis [ ] | Consider Availability Factors [ ] | Max. Number of Iterations: Outer Loop [ ] | Starting point: Start from saved results [ ] | Ignore Composite Elements [ ] | Interchange Schedule [ ] | Interchange Schedule: Consider Interchange Schedules for... [ ] | Iteration step size: Break if no progress in X iterations [ ] | Maintain load flow results if calculation fails [ ] | Max. tap changes per iteration: for phase shifting transformers:oo:1:2:3:4:5:6:7:8:9:10 [ ] | Max. tap changes per iteration: for transformers, shunts:oo:1:2:3:4:5:6:7:8:9:10 [ ] | Active Power Control [ ] | Voltage and Reactive Power Regulation: Automatic tap adjustment of shunts [ ] | Voltage and Reactive Power Regulation: Automatic tap adjustment of transformers [ ] | Check Control Conditions [ ] | Reports [ ] | Flat Start [ ] | Load Options: Feeder Load Scaling [ ] | Modelling Method of Towers:with in/output signals:ignore couplings:equation in lines [ ] | Use this load flow for initialisation of OPF [ ] | Ignore transformer phase shift [ ] | Automatic Model Adaptation for Convergence [ ] | Voltage and Reactive Power Regulation: Consider reactive power limits [ ] | Consider reactive power limits scaling factor [ ] | Voltage dependent loads in Post Fault analysis [ ] | Calculate max. current at busbars [ ] | Calculation Method [ ] | Starting point: Start from last calculated results if available [ ] | No Topology Rebuild [ ] | Consider operational limits for tap changer [ ] | Active Power Regulation: Consider active power limits [ ] | Load Options: Consider Voltage Dependency of Loads [ ] | Consider Protection Devices:none:all:main:backup [ ] | Show Convergence Progress Report [ ] | Consider coincidence of low-voltage loads [ ] | Calculate Power at Risk [ ] | Station Controller:Standard:Gen HV-Ctrl:Gen LV-Ctrl [ ] | Temperature Dependency: Line/Cable Resistances: at [ ] | Train simulation [ ] | Balancing [ ] | Time Phase [ ] | Consider Primary Controllers [ ] | Active Power Regulation: Automatic tap adjustment of phase shifters [ ] | Starting point: Source:from memory:from a file [ ] | Scheme Status [ ] | Show 'Outer Loop' messages [ ] | Iteration step size [ ] | Method:direct:stepped [ ] | Temperature Dependent Load Scaling [ ] | Iteration step size: Trim unreasonable Newton-Raphson steps [ ] | Max. Number of Iterations: Newton-Raphson Iteration [ ] | Min. Controller Relaxation Factor [ ] | Max. Loading of Edge Element [%] | Break, if Newton-Raphson diverges in first X outer loops [ ] | Max. transformer phase shift [deg] | Automatic detection of repeated reactive power limitations: Number of transitions [ ] | Automatic detection of tap hunting: Number of transitions [ ] | Model level [ ] | Max. Number of Iterations: Number of Steps [ ] | Show Convergence Progress Report: Number of reported buses/models per iteration [ ] | Number of outer loops [ ] | ObjectID [ ] | Order [ ] | Reference Bus: Angle [deg] | ProjectID [ ] | Time Phase: Post Contingency Time (End of Time Phase) [min] | Iteration step size: Relaxation Factor [ ] | Scaling by category: Generation [%] | Scaling by category: Loads [%] | Scaling by category: Motors [%] | Scaling by category: Night storage heaters [%] | Fixed Load [kVA] | Installed Power [kVA] | Max. Power per Customer [kVA] | Temperature Dependency: Line/Cable Resistances: Temperature [degC] | TimeID [ ] | Sum of Newton iterations (of all outer loops) [ ] | Event-Resolution [s] | Voltage magnitude initialisation: Voltage magnitude initialisation:Use voltage setpoint at reference busbar:Consider ratio of rated to nominal voltage:Consider ratio of rated to nominal voltage for all branches except transformers:Consider ratio of rated to nominal voltage for transformers only [ ] | Upper Limit of Allowed Voltage [p.u.] | Lower Limit of Allowed Voltage [p.u.] | Zone scaling [ ]
Load Flow Calculation | Study Cases.IntPrjfolder\BPS 2022.IntCase\Load Flow Calculation.ComLdf | Study Cases.IntPrjfolder\BPS 2022.IntCase | 0.01 | 1 | 1 | 1 | 1 | 1 | 1 | 1 | 1 | 1 | 1 | 1 | 1 | 1 | 1 | 0 | -1 | -1 | 0 | 0 | 0 | 0.9 | 0.95 | 0 | Study Cases.IntPrjfolder\BPS 2022.IntCase | 0 | 0 | 0 | 0 | 0 | 0 | 0 | 0 | 0 | 0 | 0 | 0 | 0 | 0 | 80 | 66 | 0 | 1 | MAN | 0.1 | 1 | 0.3 | 0.1 | 1790911998 | 1 | 0 | 0 | 20 | 0 | 0 | 0 | 0 | 10 | 0 | 0 | 0 | 0 | 0 | 1 | 2 | 0 | 0 | 0 | 2 | 0 | 0 | 0 | 1 | 0 | 1 | 0 | 0 | 0 | 1 | 1 | 0 | 0 | 1 | 0 | 0 | 0 | 0 | 0 | 0 | 0 | 0 | 0 | 0 | 0 | 0 | 1 | 0 | 0 | 0 | 1 | 25 | 1 | 80 | 2 | 20 | 3 | 3 | 0 | 1 | 1 | 0 | 4908701 | -1000000 | 0 | 4905050 | 9999 | 1 | 100 | 100 | 100 | 100 | 0 | 40 | 0 | 80 | 4294967294 | 0 | 0.1 | 1 | 1.05 | 0.95 | 1

## ComSim
loc_name | _path | fold_id | cominc | cpHeadFold | dat_src | dtstop | dynw | gnrl_modif | iopt_action | iopt_auto | iopt_dbev | iopt_dslw | iopt_show | iSchemeStatus | iTrialMsg | oid_ | order | pid_ | tid_ | tstop
Name [ ] | Object path (key) | In Folder [ ] | Initial conditions [ ] | Head Folder [ ] | Data source [ ] | Stop time: Relative [s] | Internal Dynamic Model warnings [ ] | Object modified [ ] | Processing Actions [ ] | Display in output window: Display automatic step size adaptation events [ ] | Display in output window: Display internal DSL events [ ] | Internal Dynamic Model warnings [ ] | Display in output window: Display result variables [ ] | Scheme Status [ ] | Display messages during trial step (do check text) [ ] | ObjectID [ ] | Order [ ] | ProjectID [ ] | TimeID [ ] | Stop time: Absolute [s]
Run Simulation | Study Cases.IntPrjfolder\BPS 2022.IntCase\Run Simulation.ComSim | Study Cases.IntPrjfolder\BPS 2022.IntCase | Study Cases.IntPrjfolder\BPS 2022.IntCase\Calculation of initial conditions.ComInc | Study Cases.IntPrjfolder\BPS 2022.IntCase | MAN | 60.1 | 0 | 1747379873 | 1 | 0 | 0 | 0 | 0 | 0 | 0 | 4908826 | -1000000 | 4905050 | 4294967294 | 60

## EvtSwitch
loc_name | _path | outserv | fold_id | cpHeadFold | ctrl_type | d_2ndph | d_3rdph | d_nph | dat_src | dhrtime | dmtime | dtime | gnrl_modif | hrtact | hrtime | i_a | i_allph | i_b | i_c | i_halfw | i_inst | i_larlow | i_n | i_open | i_phase | i_scheme | i_switch | Ilim | iSchemeStatus | mtact | mtime | oid_ | p_target | pid_ | tact | tDateTime | tid_ | time | tottime | Ulim | v_lim
Name [ ] | Object path (key) | Out of Service [ ] | In Folder [ ] | Head Folder [ ] | Used in Step:Unknown:Maintenance:Protection:Substation Automation:Remote Controlled (Stage 1):Indicator of Short Circuit (Stage 2):Manual (Stage 3) [ ] | Scheme: Second phase trigger [ms] | Scheme: Third phase trigger [ms] | Scheme: Neutral delay [ms] | Data source [ ] | Execution Time: Relative [h] | Execution Time: Relative [min] | Execution Time: Relative [s] | Object modified [ ] | Execution Time: Now [h] | Execution Time: Absolute [h] | Phase a [ ] | All phases [ ] | Phase b [ ] | Phase c [ ] | Consider half wave:Positive and negative:Positive only:Negative only [ ] | Trigger closing at [ ] | Larger or lower than threshold:Larger:Lower [ ] | Neutral [ ] | Trigger opening at [ ] | Scheme: Trigger on phase [ ] | Scheme [ ] | Action [ ] | Current threshold (abs.) [A] | Scheme Status [ ] | Execution Time: Now [min] | Execution Time: Absolute [min] | ObjectID [ ] | Breaker or Element [StaSwitch,StaCubic,RelFuse,Elm*] | ProjectID [ ] | Execution Time: Now [s] | Execution Time [ ] | TimeID [ ] | Execution Time: Absolute [s] | Time [ ] | Voltage threshold (abs.) [kV] | Amplitude threshold [p.u.]
Switch Event | Study Cases.IntPrjfolder\BPS 2022.IntCase\Simulation Events/Fault.IntEvt\Switch Event.EvtSwitch | 1 | Study Cases.IntPrjfolder\BPS 2022.IntCase\Simulation Events/Fault.IntEvt | Study Cases.IntPrjfolder\BPS 2022.IntCase | 0 | 0 | 0 | 0 | MAN | 0 | 0 | 0 | 1747365932 | 0 | 0 | 1 | 1 | 1 | 1 | 0 | 0 | 0 | 1 | 0 | 0 | 1 | 0 | 0 | 0 | 0 | 0 | 4909879 | Network Model.IntPrjfolder\Network Data.IntPrjfolder\Main Grid.ElmNet\PLTMG 3.ElmSym | 4905050 | 0 | 0 | 4294967294 | 1 | 1 | 0 | 0

## IntEvt
loc_name | _path | fold_id | calTp | cpHeadFold | dat_src | gnrl_modif | iContOrder | iOrder | iSchemeStatus | mod_cnt | mod_shc | mod_sim | oid_ | pid_ | shcEvts | tid_
Name [ ] | Object path (key) | In Folder [ ] | Calculation type [ ] | Head Folder [ ] | Data source [ ] | Object modified [ ] | Contingency Order [ ] | Contingency Order: order [ ] | Scheme Status [ ] | Calculation types: Contingency Analysis [ ] | Calculation types: Short-Circuit [ ] | Calculation types: Simulation [ ] | ObjectID [ ] | ProjectID [ ] | Always create switch events to clear the faults [ ] | TimeID [ ]
Simulation Events/Fault | Study Cases.IntPrjfolder\BPS 2022.IntCase\Simulation Events/Fault.IntEvt | Study Cases.IntPrjfolder\BPS 2022.IntCase | 0 | Study Cases.IntPrjfolder\BPS 2022.IntCase | MAN | 1746712858 | 0 | 1 | 0 | 0 | 0 | 0 | 4908822 | 4905050 | 0 | 4294967294

## IntQlim
loc_name | _path | fold_id | appr_modif | appr_status | cap_P:avg | cap_P:max | cap_P:min | cap_P:std | cap_P:sum | cap_P:varia | cap_Ppu | cap_Ppu:avg | cap_Ppu:max | cap_Ppu:min | cap_Ppu:std | cap_Ppu:sum | cap_Ppu:varia | cap_Qmn:avg | cap_Qmn:max | cap_Qmn:min | cap_Qmn:std | cap_Qmn:sum | cap_Qmn:varia | cap_Qmnpu | cap_Qmnpu:avg | cap_Qmnpu:max | cap_Qmnpu:min | cap_Qmnpu:std | cap_Qmnpu:sum | cap_Qmnpu:varia | cap_Qmx:avg | cap_Qmx:max | cap_Qmx:min | cap_Qmx:std | cap_Qmx:sum | cap_Qmx:varia | cap_Qmxpu | cap_Qmxpu:avg | cap_Qmxpu:max | cap_Qmxpu:min | cap_Qmxpu:std | cap_Qmxpu:sum | cap_Qmxpu:varia | cpHeadFold | dat_src | gnrl_modif | inputmod | iSchemeStatus | MatQmaxpu | MatQminpu | MatrixQmax | MatrixQmin | oid_ | pid_ | psetpoin | psetpoin:avg | psetpoin:max | psetpoin:min | psetpoin:std | psetpoin:sum | psetpoin:varia | psetpoinpu | psetpoinpu:avg | psetpoinpu:max | psetpoinpu:min | psetpoinpu:std | psetpoinpu:sum | psetpoinpu:varia | tid_ | volevel | volevel:avg | volevel:max | volevel:min | volevel:std | volevel:sum | volevel:varia | volevelpu | volevelpu:avg | volevelpu:max | volevelpu:min | volevelpu:std | volevelpu:sum | volevelpu:varia | voltagedep
Name [ ] | Object path (key) | In Folder [ ] | Approval Information: Modified [ ] | Approval Information: Status [ ] | Active Power, Average [MW] | Active Power, Maximum [MW] | Active Power, Minimum [MW] | Active Power, Standard deviation [MW] | Active Power, Sum [MW] | Active Power, Variance [MW] | Active Power [p.u.] | Active Power, Average [p.u.] | Active Power, Maximum [p.u.] | Active Power, Minimum [p.u.] | Active Power, Standard deviation [p.u.] | Active Power, Sum [p.u.] | Active Power, Variance [p.u.] | Min. React. Pow., Average [Mvar] | Min. React. Pow., Maximum [Mvar] | Min. React. Pow., Minimum [Mvar] | Min. React. Pow., Standard deviation [Mvar] | Min. React. Pow., Sum [Mvar] | Min. React. Pow., Variance [Mvar] | Min. React. Pow. [p.u.] | Min. React. Pow., Average [p.u.] | Min. React. Pow., Maximum [p.u.] | Min. React. Pow., Minimum [p.u.] | Min. React. Pow., Standard deviation [p.u.] | Min. React. Pow., Sum [p.u.] | Min. React. Pow., Variance [p.u.] | Max. React. Pow., Average [Mvar] | Max. React. Pow., Maximum [Mvar] | Max. React. Pow., Minimum [Mvar] | Max. React. Pow., Standard deviation [Mvar] | Max. React. Pow., Sum [Mvar] | Max. React. Pow., Variance [Mvar] | Max. React. Pow. [p.u.] | Max. React. Pow., Average [p.u.] | Max. React. Pow., Maximum [p.u.] | Max. React. Pow., Minimum [p.u.] | Max. React. Pow., Standard deviation [p.u.] | Max. React. Pow., Sum [p.u.] | Max. React. Pow., Variance [p.u.] | Head Folder [ ] | Data source [ ] | Object modified [ ] | Input Model [ ] | Scheme Status [ ] | Matrix for Qmax [p.u.] | Matrix for Qmin [p.u.] | Matrix for Qmax [Mvar] | Matrix for Qmin [Mvar] | ObjectID [ ] | ProjectID [ ] | P-setpoints [MW] | P-setpoints, Average [MW] | P-setpoints, Maximum [MW] | P-setpoints, Minimum [MW] | P-setpoints, Standard deviation [MW] | P-setpoints, Sum [MW] | P-setpoints, Variance [MW] | P-setpoints [p.u.] | P-setpoints, Average [p.u.] | P-setpoints, Maximum [p.u.] | P-setpoints, Minimum [p.u.] | P-setpoints, Standard deviation [p.u.] | P-setpoints, Sum [p.u.] | P-setpoints, Variance [p.u.] | TimeID [ ] | Voltage Level [p.u.] | Voltage Level, Average [p.u.] | Voltage Level, Maximum [p.u.] | Voltage Level, Minimum [p.u.] | Voltage Level, Standard deviation [p.u.] | Voltage Level, Sum [p.u.] | Voltage Level, Variance [p.u.] | Voltage Level [p.u.] | Voltage Level, Average [p.u.] | Voltage Level, Maximum [p.u.] | Voltage Level, Minimum [p.u.] | Voltage Level, Standard deviation [p.u.] | Voltage Level, Sum [p.u.] | Voltage Level, Variance [p.u.] | Consider voltage dependent limits [ ]
Capability Curve 625kVA SG | Library.IntPrjfolder\Templates.IntPrjfolder\Diesel Genset 0.5MW.IntTemplate\Library\Operational Library\Mvar Limit Curves\Capability Curve 625kVA SG.IntQlim | Library.IntPrjfolder\Templates.IntPrjfolder\Diesel Genset 0.5MW.IntTemplate\Library\Operational Library\Mvar Limit Curves | 1612307282 | 0 | 0 | 0 | 0 | 0 | 0 | 0 | [0.016, 0.071, 0.124, 0.176, 0.222, 0.255, 0.274, 0.292, 0.362, 0.415, 0.468, 0.522, 0.579, 0.626, 0.702, 0.752, 0.794, 0.829, 0.859, 0.889, 0.913, 0.934, 0.952, 0.966, 0.978, 0.987, 1.0] | 0.591 | 1 | 0.016 | 0.32191 | 15.957 | 0.10362 | 0 | 0 | 0 | 0 | 0 | 0 | [-0.588, -0.598, -0.616, -0.649, -0.695, -0.746, -0.797, -0.865, -0.842, -0.827, -0.812, -0.8, -0.788, -0.774, -0.711, -0.66, -0.609, -0.558, -0.508, -0.456, -0.405, -0.354, -0.302, -0.251, -0.2, -0.149, 0.0] | 0 | 0 | -0.865 | 0.62166 | -15.56 | 0.38646 | 0 | 0 | 0 | 0 | 0 | 0 | [0.785, 0.783, 0.78, 0.776, 0.77, 0.768, 0.767, 0.76, 0.753, 0.742, 0.73, 0.713, 0.7, 0.69, 0.68, 0.67, 0.625, 0.577, 0.532, 0.476, 0.428, 0.382, 0.339, 0.297, 0.2, 0.15, 0.0] | 0.58789 | 0.785 | 0 | 0.2212 | 15.873 | 0.048929 | Library.IntPrjfolder\Templates.IntPrjfolder\Diesel Genset 0.5MW.IntTemplate | MAN | 1747311410 | 1 | 0 | [[0.0, 0.0, 0.0]] | [[0.0, 0.0, 0.0]] | [[0.0, 0.0, 0.0]] | [[0.0, 0.0, 0.0]] | 4908925 | 4905050 | [0.0, 5.0, 10.0] | 5 | 10 | 0 | 4.0825 | 15 | 16.6667 | [0.0, 0.5, 1.0] | 0.5 | 1 | 0 | 0.40825 | 1.5 | 0.16667 | 4294967294 | [1.0] | 1 | 1 | 1 | 0 | 1 | 0 | [1.0] | 1 | 1 | 1 | 0 | 1 | 0 | 0

## SetPrj
loc_name | _path | fold_id | applyAutomatically | autoDetectMaxThreadCount | branchLoadingCalc | clenexp | cpHeadFold | cspqexp | cspqexpgen | currency | currencyPrec | customEpsgCode | dat_src | degreePrec | displayNameMode | drawingToolbarStateBlock | drawingToolbarStateGeographic | drawingToolbarStateModelica | drawingToolbarStatePlot | drawingToolbarStateSchematic | dudevother | dudevtrf | dunomelne | dunomeswt | energyPrec | extDataDir | fontBlkLabBra | fontBlkLabNod | fontBlkTitle | fontSglLabBra | fontSglLabNod | fontSglResBra | fontSglResNod | fontSglTitle | fontsStr | frnom | geoBoundsEast | geoBoundsNorth | geoBoundsSouth | geoBoundsWest | geoCoordinateSystem | gmin | gnrl_modif | iAutoOutOfServ | iAutoSlack | iBayInNewStat | iBBAlgo | iCalcSymComp | iEndTime | iFlowOrient | iIsolateBrkOnly | iIsolateWithEarth | ilenunit | iNewSubstatLayout | iopt_switch | iPlannedOutOrder | iSchemeStatus | iShowInactElts | iStartTime | iStatus | iSuppliedElmsAlgo | iSwitchAmbiguous | iSwtTypGrThan | iSwtTypSmThan | iTowEarthRed | ldfAmpExp | ldfAmpPrec | ldfPowerExp | ldfPowerPrec | ldfVoltExp | ldfVoltPrec | lneLoadingCalc | maxJumpTo | maxReadBuffSize | maxThreadCount | oid_ | onForNoneFBcon | otherPrec | outages | overviewDetails | percentPrec | perUnitPrec | pid_ | prefShowSite | refMachinePrio | resultFileType | rmin | Sbase | shcAmpExp | shcAmpPrec | shcPowerExp | shcPowerPrec | shcVoltExp | shcVoltPrec | showDiaextdata | showJumpTo | showSiteName | showSubStatName | sSubstTyp | thrWrnLength | tid_ | useLegacyProtectionPlots | useNewPlotFramework | voltLevCB | voltLevHv | voltLevMv | ymodmin
Name [ ] | Object path (key) | In Folder [ ] | Planned Outages: Consider automatically upon study case activation [ ] | Auto detect maximum number of reading threads (hardware dependent) [ ] | Consider bay loading for branch loading calculation [ ] | Lines/Cables Length unit, m [ ] | Head Folder [ ] | Loads/Asyn. and DC Machines P, Q, S unit, VA,W,var [ ] | Static Generators/Synchr. Machines P, Q, S unit, VA,W,var [ ] | Currency unit [ ] | Currency decimal places [ ] | EPSG: [ ] | Data source [ ] | Degree (angle) decimal places [ ] | Display name: Mode:Show element name only:Prepend parent element:Prepend site and/or substation name [ ] | Drawing toolbar state (block diagrams) [ ] | Drawing toolbar state (geographic diagrams) [ ] | Drawing toolbar state (Modelica pages) [ ] | Drawing toolbar state (plot pages) [ ] | Drawing toolbar state (schematic diagrams) [ ] | Nominal Voltage Check Max. allowed deviation from Terminal voltage: for other Elements [%] | Nominal Voltage Check Max. allowed deviation from Terminal voltage: for Transformers [%] | Nominal Voltage Check Max. allowed difference over Lines/Switches/Fuses: for Lines [%] | Nominal Voltage Check Max. allowed difference over Lines/Switches/Fuses: for Switches and Fuses [%] | Energy decimal places [ ] | External Data Directory: External Data Directory [ ] | Font-ID for signal labels [ ] | Labels for block labels [ ] | Font-ID for Title and Legends [ ] | Font-ID for branch labels [ ] | Font-ID for node labels [ ] | Font-ID for branch results [ ] | Font-ID for node results [ ] | Font-ID for title and legends [ ] | Fonts [ ] | Default frequency [Hz] | WGS-84 bounds: east [deg] | WGS-84 bounds: north [deg] | WGS-84 bounds: south [deg] | WGS-84 bounds: west [deg] | Coordinate system [ ] | Min. Conductance gmin [p.u.] | Object modified [ ] | Automatic Out of Service Detection [ ] | Settings for slack assignment: Auto slack assignment:Method 1:Method 2:off [ ] | Substations and Sites: Insert with bays [ ] | Standard beach ball algorithm [ ] | Calculation of symmetrical components for untransposed lines [ ] | End Time [ ] | Flow Orientation:Mixed Mode:Load Oriented:Generator Oriented [ ] | Switching Actions: Isolate opens circuit-breakers only [ ] | Switching Actions: Isolate with earthing [ ] | Units [ ] | Substations and Sites: Use new layouting algorithm [ ] | When connecting component to busbar create [ ] | Planned Outages: Application sequence [ ] | Scheme Status [ ] | Variations: Show inactive elements from other variations [ ] | Start Time [ ] | Status:Draft:Issued [ ] | Determination of supplying transformers: Considered transformers:&2&All:&0&Only those located in stations:&3&Only voltage controlling ones:&1&Only voltage controlling ones, located in stations [ ] | Switch on performs forced closing in ambiguous situations [ ] | When connecting component to busbar create: If nominal voltage >= threshold create [ ] | When connecting component to busbar create: If nominal voltage < threshold create [ ] | Earth wire reduction of towers [ ] | Load Flow and Simulation: Ampere, A [ ] | Load Flow and Simulation: Decimal places [ ] | Load Flow and Simulation: W, VA, var [ ] | Load Flow and Simulation: Decimal places [ ] | Load Flow and Simulation: Volt, V [ ] | Load Flow and Simulation: Decimal places [ ] | Consider line compensation current for line loading calculation [ ] | Max. number of entries in "to"-labels [ ] | Maximum read buffer size [MB] | Maximum number of reading threads [ ] | ObjectID [ ] | Settings for slack assignment: Auto slack assignment for areas without connection to fictitious border grid [ ] | Decimal places for other units [ ] | Planned Outages: Creation [ ] | Category detail level displayed in project overview window [ ] | Percent (%) decimal places [ ] | Per unit (p.u.) decimal places [ ] | ProjectID [ ] | Prefer site name [ ] | Settings for slack assignment: Priority for Reference Machines:Rated Power:Active Power Capability:Active Power Reserve [ ] | Type [ ] | Min. Resistance rmin [p.u.] | Base Apparent Power [MVA] | Short-Circuit: Ampere, A [ ] | Short-Circuit: Decimal places [ ] | Short-Circuit: W, VA, var [ ] | Short-Circuit: Decimal places [ ] | Short-Circuit: Volt, V [ ] | Short-Circuit: Decimal places [ ] | External Data Directory: Display reminder after file selection [ ] | Show jump-to labels at graphically half-connected lines [ ] | Display name: Show site name [ ] | Display name: Show substation name [ ] | Substation Types [ ] | Line couplings: Allowable difference in lengths of lines [%] | TimeID [ ] | Use legacy protection plots (time-overcurrent and current differential) [ ] | Use new plot framework [ ] | When connecting component to busbar create: Threshold: [kV] | HV voltage level [kV] | MV voltage level [kV] | Threshold Impedance for Z-model [p.u.]
Project Settings | Settings.SetFold\Project Settings.SetPrj | Settings.SetFold | 0 | 1 | 1 | k | \hafiz.IntUser\Bawean Island_True Setting.IntPrj | M | M | USD | 2 | 4326 | MAN | 1 | 1 | ["hidden;collapsed"] | ["hidden;collapsed"] | ["hidden;collapsed"] | ["hidden;collapsed"] | ["hidden;collapsed"] | 50 | 50 | 10 | 10 | 1 | $(InstallationDir) | 2 | 2 | 0 | 5 | 4 | 2 | 2 | 0 | ["Arial,11,0", "Arial,15,0", "Arial,90,0"] | 50 | 180 | 90 | -90 | -180 | 4326 | 11 | 1790949570 | 0 | 0 | 1 | 1 | 0 | 4294967295 | 0 | 0 | 1 | 0 | 1 | 0 | 0 | 0 | 1 | 0 | 0 | 0 | 0 | 0 | 3 | 1 | k | 3 | M | 1 | k | 1 | 0 | 5 | 200 | 4 | 4905103 | 1 | 4 | 1 | ["STUDYCASE=1", "SCENARIO=1", "VARIATIONS=1", "GRIDS=1"] | 1 | 3 | 4905050 | 1 | 0 | 1 | 1 | 100 | k | 3 | M | 1 | k | 1 | 1 | 0 | 1 | 1 | ["Primary Substation", "Secondary Substation: MV-MV Transformer", "Secondary Substation: MV Consumer", "Secondary Substation: MV Production", "Secondary Substation: LV Distribution", "Secondary Substation: MV Consumer + LV Distribution", "Secondary Substation: MV Consumer + MV Production", "Secondary Substation: MV Production + LV Distribution", "Secondary Substation: MV Consumer + MV Production + LV Distribution", "Secondary Substation: Breaker", "Secondary Substation: Star"] | 1 | 4294967294 | 0 | 1 | 60 | 66 | 1 | 1

## SetTime
loc_name | _path | outserv | fold_id | cDate | cpHeadFold | cTime | dat_src | datetime | day | dayofweek | dayofyear | gnrl_modif | hour | hourofyear | iSchemeStatus | isleapyear | min | month | oid_ | pid_ | sec | tid_ | week | year
Name [ ] | Object path (key) | Ignore Time Trigger [ ] | In Folder [ ] | Date [ ] | Head Folder [ ] | Time [ ] | Data source [ ] | Date and Time [ ] | Day [ ] | Details: Day of Week:Monday:Tuesday:Wednesday:Thursday:Friday:Saturday:Sunday [ ] | Details: Day of Year [ ] | Object modified [ ] | Hour [h] | Details: Hour of Year [ ] | Scheme Status [ ] | Details: Leap Year [ ] | Minute [min] | Month [ ] | ObjectID [ ] | ProjectID [ ] | Second [s] | TimeID [ ] | Details: Week [ ] | Year [ ]
Set Study Time | Study Cases.IntPrjfolder\BPS 2022.IntCase\Set Study Time.SetTime | 1 | Study Cases.IntPrjfolder\BPS 2022.IntCase | 19700101 | Study Cases.IntPrjfolder\BPS 2022.IntCase | 070000 | MAN | 0 | 1 | 3 | 1 | 1746851405 | 7 | 7 | 0 | 0 | 0 | 1 | 4908821 | 4905050 | 0 | 4294967294 | 1 | 1970

## Attributes
class | attribute | description | unit | type
ElmNet | loc_name | Name |  | STRING
ElmNet | fold_id | In Folder |  | OBJECT
ElmNet | frnom | Nominal Frequency | Hz | DOUBLE
ElmNet | appr_modif | Approval Information: Modified |  | INTEGER64
ElmNet | appr_status | Approval Information: Status |  | INTEGER
ElmNet | cDisplayName | Display Name |  | STRING
ElmNet | cpHeadFold | Head Folder |  | OBJECT
ElmNet | dat_src | Data source |  | STRING
ElmNet | dpl1 | dpl1 |  | DOUBLE
ElmNet | dpl10 | dpl10 |  | DOUBLE
ElmNet | dpl2 | dpl2 |  | DOUBLE
ElmNet | dpl3 | dpl3 |  | DOUBLE
ElmNet | dpl4 | dpl4 |  | DOUBLE
ElmNet | dpl5 | dpl5 |  | DOUBLE
ElmNet | dpl6 | dpl6 |  | DOUBLE
ElmNet | dpl7 | dpl7 |  | DOUBLE
ElmNet | dpl8 | dpl8 |  | DOUBLE
ElmNet | dpl9 | dpl9 |  | DOUBLE
ElmNet | fictborder | Fictitious border grid |  | INTEGER
ElmNet | gnrl_modif | Object modified |  | INTEGER64
ElmNet | icolor | Colour |  | INTEGER
ElmNet | iInterChg | Consider Interchange Schedule |  | INTEGER
ElmNet | InterPset | Consider Interchange Schedule: Scheduled Active Power Interchange | MW | DOUBLE
ElmNet | iSchemeStatus | Scheme Status |  | INTEGER
ElmNet | isConsSpinReserve | Min. spinning reserve constraint |  | INTEGER
ElmNet | isummary | flag for summary grid |  | INTEGER
ElmNet | oid_ | ObjectID |  | INTEGER64
ElmNet | pDiagram | Diagram | IntGrfnet | OBJECT
ElmNet | pid_ | ProjectID |  | INTEGER64
ElmNet | spinReserve | Min. spinning reserve constraint: Spinning reserve | MW | DOUBLE
ElmNet | tid_ | TimeID |  | INTEGER64
ElmTerm | loc_name | Name |  | STRING
ElmTerm | outserv | Out of Service |  | INTEGER
ElmTerm | fold_id | In Folder |  | OBJECT
ElmTerm | uknom | Nominal Voltage: Line-Line | kV | DOUBLE
ElmTerm | iUsage | Usage:Busbar:Junction Node:Internal Node |  | INTEGER
ElmTerm | systype | System Type:AC:DC:AC/BI |  | INTEGER
ElmTerm | phtech | Phase Technology:ABC:ABC-N:BI:BI-N:2PH:2PH-N:1PH:1PH-N:N |  | INTEGER
ElmTerm | unknom | Nominal Voltage: Line-Ground | kV | DOUBLE
ElmTerm | vtarget | Voltage Control: Target Voltage | p.u. | DOUBLE
ElmTerm | vmax | Steady State Voltage Limits: Upper Voltage Limit | p.u. | DOUBLE
ElmTerm | vmin | Steady State Voltage Limits: Lower Voltage Limit | p.u. | DOUBLE
ElmTerm | iEarth | Earthed |  | INTEGER
ElmTerm | cpArea | Area | ElmArea | OBJECT
ElmTerm | GPSlat | Geographical Position: Latitude / Northing | deg | DOUBLE
ElmTerm | GPSlon | Geographical Position: Longitude / Easting | deg | DOUBLE
ElmTerm | AccessTime | Access Times of Switches: First manual switch action after the fault | min | DOUBLE
ElmTerm | appr_modif | Approval Information: Modified |  | INTEGER64
ElmTerm | appr_status | Approval Information: Status |  | INTEGER
ElmTerm | arcLength | Arc length | mm | DOUBLE
ElmTerm | BoxDepth | Dimensions of enclosure: Depth | mm | DOUBLE
ElmTerm | BoxHeight | Dimensions of enclosure: Height | mm | DOUBLE
ElmTerm | BoxWidth | Dimensions of enclosure: Width | mm | DOUBLE
ElmTerm | cAccessTime | Access Times of Switches: First manual switch action after the fault | min | DOUBLE
ElmTerm | carcLength | Arc length | mm | DOUBLE
ElmTerm | cBoxDepth | Depth | mm | DOUBLE
ElmTerm | cBoxed | Enclosure:Open air:Boxed |  | INTEGER
ElmTerm | cBoxHeight | Height | mm | DOUBLE
ElmTerm | cBoxWidth | Width | mm | DOUBLE
ElmTerm | CCEarFr | Failures Double Earth Fault: Frequency of single earth faults | 1/a | DOUBLE
ElmTerm | CCEarProb | Failures Double Earth Fault: Conditional probability of a second earth fault | % | DOUBLE
ElmTerm | CCEarRepMu | Failures Double Earth Fault: Repair duration | h | DOUBLE
ElmTerm | cCondGap | Conductor gap | mm | DOUBLE
ElmTerm | cConsis | Consistency Status:NOT OK: OK |  | DOUBLE
ElmTerm | cDcBoxType | Enclosure type:Panelboard:LV switchgear:MV switchgear |  | INTEGER
ElmTerm | cDisplayName | Display Name |  | STRING
ElmTerm | cElectrodes | Electrode configuration |  | STRING_VEC
ElmTerm | ciBusbarCon | Connection Status |  | INTEGER
ElmTerm | ciDist | Distance from infeed in number of buses |  | INTEGER
ElmTerm | ciDistAll | Distance from infeed in number of buses including switches |  | INTEGER
ElmTerm | ciDistAllRoot | Distance from first infeed in number of buses including switches |  | INTEGER
ElmTerm | ciDistRoot | Distance from first infeed in number of buses |  | INTEGER
ElmTerm | ciEarthed | Earthed |  | INTEGER
ElmTerm | ciEnergized | Energized |  | INTEGER
ElmTerm | ciLater | Lateral Index |  | INTEGER
ElmTerm | cIntInStat | Internal Node in Substation |  | INTEGER
ElmTerm | ciOutaged | Planned Outage |  | INTEGER
ElmTerm | cLocAccTime | Access Times of Switches: After a switch action at another busbar | min | DOUBLE
ElmTerm | cnFactor | Statistical correction |  | DOUBLE
ElmTerm | commissionDate | Commissioning Date |  | STRING
ElmTerm | CondGap | Conductor gap | mm | DOUBLE
ElmTerm | constr | Year of Construction |  | INTEGER
ElmTerm | cpGrid | Grid | ElmNet | OBJECT
ElmTerm | cpHeadFold | Head Folder |  | OBJECT
ElmTerm | cPosLne | Nominal Voltage: Position on Line | km | DOUBLE
ElmTerm | cStatName | Station/Name |  | STRING
ElmTerm | cUserDefIndex | User defined Index |  | INTEGER
ElmTerm | cWorkDist | Working distance | mm | DOUBLE
ElmTerm | cXfactor | Distance factor |  | DOUBLE
ElmTerm | dat_src | Data source |  | STRING
ElmTerm | DcBoxType | Enclosure type:Panelboard:LV switchgear:MV switchgear |  | INTEGER
ElmTerm | dpl1 | dpl1 |  | DOUBLE
ElmTerm | dpl2 | dpl2 |  | DOUBLE
ElmTerm | dpl3 | dpl3 |  | DOUBLE
ElmTerm | dpl4 | dpl4 |  | DOUBLE
ElmTerm | dpl5 | dpl5 |  | DOUBLE
ElmTerm | dvmax | Voltage Control: Delta V max | % | DOUBLE
ElmTerm | dvmin | Voltage Control: Delta V min | % | DOUBLE
ElmTerm | Electrodes | Electrode configuration |  | STRING
ElmTerm | FOD | Failures: Forced Outage Duration | h | DOUBLE
ElmTerm | FOE | Failures: Forced Outage Expectancy | h/a | DOUBLE
ElmTerm | FOR1 | Failures: Forced Outage Rate | 1/a | DOUBLE
ElmTerm | gnrl_modif | Object modified |  | INTEGER64
ElmTerm | i_t | Short-circuit current (instantaneous) | kA | DOUBLE
ElmTerm | Iac_t | A.C. Component of Short-Circuit Current | kA | DOUBLE
ElmTerm | iAccessLoc | Accessible Location |  | INTEGER
ElmTerm | iBayEnd | Bay end |  | INTEGER
ElmTerm | iBoxed | Enclosure:Open air:Boxed |  | INTEGER
ElmTerm | iComDate | Commissioning Date |  | INTEGER64
ElmTerm | idc_t | D.C. Component of Short-Circuit Current | kA | DOUBLE
ElmTerm | ik_t | Upper Envelope of Short-Circuit Current | kA | DOUBLE
ElmTerm | ikl_t | Lower Envelope of Short-Circuit Current | kA | DOUBLE
ElmTerm | iminus | Nominal Voltage: DC-Polarity:positive (+):negative (-):neutral |  | INTEGER
ElmTerm | Inom | Nominal current | kA | DOUBLE
ElmTerm | Inom_a | Nominal current (act.) | kA | DOUBLE
ElmTerm | iOPFCvmax | Voltage limits: Upper Voltage Limit |  | INTEGER
ElmTerm | iOPFCvmin | Voltage limits: Lower Voltage Limit |  | INTEGER
ElmTerm | iperfect | Failures: Ideal component |  | INTEGER
ElmTerm | iPriority | Priority for connectivity tracing |  | INTEGER
ElmTerm | iSchemeStatus | Scheme Status |  | INTEGER
ElmTerm | iSection | Section |  | INTEGER
ElmTerm | isshc | Short-Circuit Bus |  | INTEGER
ElmTerm | isSoftConstr | Voltage limits: Soft constraint |  | INTEGER
ElmTerm | iSubstatDef | Equipment Data |  | INTEGER
ElmTerm | iTopoPrio | Tie Open Point Optimisation: Priority |  | INTEGER
ElmTerm | ivpriority | Voltage Control: Priority |  | INTEGER
ElmTerm | LocAccTime | Access Times of Switches: After a switch action at another busbar | min | DOUBLE
ElmTerm | nFactor | Statistical correction |  | DOUBLE
ElmTerm | nneutral | No of Neutrals:0:1 |  | INTEGER
ElmTerm | NodeName | Node Name |  | STRING
ElmTerm | NomIn | "Sum of feeding cables" or "Smallest feeding cable" |  | DOUBLE
ElmTerm | NomOut | "Sum of leaving cables" or "Biggest leaving cable" |  | DOUBLE
ElmTerm | nphase | No of Phases |  | INTEGER
ElmTerm | oid_ | ObjectID |  | INTEGER64
ElmTerm | pArea | Area | ElmArea | OBJECT
ElmTerm | pid_ | ProjectID |  | INTEGER64
ElmTerm | tid_ | TimeID |  | INTEGER64
ElmTerm | tinter | End of interruption | h | DOUBLE
ElmTerm | tstart | Start of interruption | h | DOUBLE
ElmTerm | u_minph | Phase Voltage (Min) |  | DOUBLE
ElmTerm | vstep_bus | Voltage Step Change Limits: Busbar Fault | % | DOUBLE
ElmTerm | vstep_change | Voltage Step Change Limits |  | INTEGER
ElmTerm | vstep_n1 | Voltage Step Change Limits: n-1 | % | DOUBLE
ElmTerm | vstep_n2 | Voltage Step Change Limits: n-2 | % | DOUBLE
ElmTerm | Vtarget | Voltage Control: Target Voltage | kV | DOUBLE
ElmTerm | WorkDist | Working distance | mm | DOUBLE
ElmTerm | Xfactor | Distance factor |  | DOUBLE
ElmLne | loc_name | Name |  | STRING
ElmLne | outserv | Out of Service |  | INTEGER
ElmLne | typ_id | Type | TypLne,TypTow,TypGeo,TypCabsys | OBJECT
ElmLne | fold_id | In Folder |  | OBJECT
ElmLne | bus1 | Terminal i | StaCubic | OBJECT
ElmLne | bus2 | Terminal j | StaCubic | OBJECT
ElmLne | dline | Parameters: Length of Line | km | DOUBLE
ElmLne | nlnum | Number of: parallel Lines |  | INTEGER
ElmLne | fline | Parameters: Derating Factor |  | DOUBLE
ElmLne | inAir | Parameters: Laying:Ground:Air |  | INTEGER
ElmLne | Unom | Rated Voltage | kV | DOUBLE
ElmLne | Inom | Resulting Values: Nominal Current | kA | DOUBLE
ElmLne | R1 | Resulting Values: Pos. Seq. Resistance, R1 | Ohm | DOUBLE
ElmLne | X1 | Resulting Values: Pos. Seq. Reactance, X1 | Ohm | DOUBLE
ElmLne | B1 | Susceptance B1 | uS | DOUBLE
ElmLne | C1 | Capacitance C1 | uF | DOUBLE
ElmLne | R0 | Resulting Values: Zero Seq. Resistance, R0 | Ohm | DOUBLE
ElmLne | X0 | Resulting Values: Zero Seq. Reactance, X0 | Ohm | DOUBLE
ElmLne | B0 | Susceptance B0 | uS | DOUBLE
ElmLne | C0 | Capacitance C0 | uF | DOUBLE
ElmLne | a0dc | Results of Line Parameters Calculation: Wave Propagation, DC, Mode 0 | p.u. | DOUBLE
ElmLne | a1dc | Results of Line Parameters Calculation: Wave Propagation, DC, Mode 1 | p.u. | DOUBLE
ElmLne | a2dc | Results of Line Parameters Calculation: Wave Propagation, DC, Mode 2 | p.u. | DOUBLE
ElmLne | allowCntConstrFilt | Constraint Filtering: Allow contingency filtering by number of critical constraints |  | INTEGER
ElmLne | allowMarginFilt | Constraint Filtering: Allow filtering by constraint margin |  | INTEGER
ElmLne | allowOutDistFacFilt | Constraint Filtering: Allow filtering by outage distribution factor |  | INTEGER
ElmLne | alpha | Medium diffusivity | mm^2/s | DOUBLE
ElmLne | appr_modif | Approval Information: Modified |  | INTEGER64
ElmLne | appr_status | Approval Information: Status |  | INTEGER
ElmLne | armTyp | Type parameters: Armour type:AWA:SWA |  | INTEGER
ElmLne | asys | Installation conditions: Clearance:Touching:1x cable diameter:d <= 0.125 m:0.125 m < d <= 0.25 m:0.25 m < d <= 0.5 m:0.5 m < d <= 1.0 m |  | INTEGER
ElmLne | b0Sbasepu | b0 (Sbase) | p.u. | DOUBLE
ElmLne | boltResOn | Bolted joint |  | INTEGER
ElmLne | bSbasepu | b (Sbase) | p.u. | DOUBLE
ElmLne | c_aAtDC | Wave propagation, DC | p.u. | DOUBLE
ElmLne | c_adcULM | Wave propagation, DC | p.u. | DOUBLE
ElmLne | c_pa0 | Results of Line Parameters Calculation: A0, N° Poles |  | INTEGER
ElmLne | c_pa1 | Results of Line Parameters Calculation: A1, N° Poles |  | INTEGER
ElmLne | c_pa2 | Results of Line Parameters Calculation: A2, N° Poles |  | INTEGER
ElmLne | c_paULM | A, Number of poles: |  | INTEGER
ElmLne | c_pTadULM | Travel time | us | DOUBLE
ElmLne | c_pysULM | Surge admittance | S | DOUBLE
ElmLne | c_pz0 | Results of Line Parameters Calculation: Z0, N° Poles/Zeros |  | INTEGER
ElmLne | c_pz1 | Results of Line Parameters Calculation: Z1, N° Poles/Zeros |  | INTEGER
ElmLne | c_pz2 | Results of Line Parameters Calculation: Z2, N° Poles/Zeros |  | INTEGER
ElmLne | c_Ta0 | Results of Line Parameters Calculation: Travel Time, Mode 0 | us | DOUBLE
ElmLne | c_Ta1 | Results of Line Parameters Calculation: Travel Time, Mode 1 | us | DOUBLE
ElmLne | c_Ta2 | Results of Line Parameters Calculation: Travel Time, Mode 2 | us | DOUBLE
ElmLne | c_za0 | Results of Line Parameters Calculation: A0, N° Zeros |  | INTEGER
ElmLne | c_za1 | Results of Line Parameters Calculation: A1, N° Zeros |  | INTEGER
ElmLne | c_za2 | Results of Line Parameters Calculation: A2, N° Zeros |  | INTEGER
ElmLne | ca0dc_rms | Results of line parameter calculation: Wave propagation, DC, mode 0 | p.u. | DOUBLE
ElmLne | ca1dc_rms | Results of line parameter calculation: Wave propagation, DC, mode 1 | p.u. | DOUBLE
ElmLne | ca2dc_rms | Results of line parameter calculation: Wave propagation, DC, mode 2 | p.u. | DOUBLE
ElmLne | cabspacing | Installation conditions: Spacing |  | INTEGER
ElmLne | cAllowCntConstrFilt | Constraint Filtering: Allow contingency filtering by number of critical constraints |  | INTEGER
ElmLne | cAllowMarginFilt | Constraint Filtering: Allow filtering by constraint margin |  | INTEGER
ElmLne | cAllowOutDistFacFilt | Constraint Filtering: Allow filtering by outage distribution factor |  | INTEGER
ElmLne | cb_expsun | Installation conditions: Exposed to direct sunlight |  | INTEGER
ElmLne | cCab | Line is a cable |  | INTEGER
ElmLne | CCEarFr | Failures Double Earth Fault: Frequency of single earth faults | 1/a | DOUBLE
ElmLne | CCEarProb | Failures Double Earth Fault: Conditional probability of a second earth fault | % | DOUBLE
ElmLne | CCEarRepMu | Failures Double Earth Fault: Repair duration | h | DOUBLE
ElmLne | ccosphi | Definition of Line Load: Power Factor |  | DOUBLE
ElmLne | cdisp_col | Display data for phase matrix index |  | STRING_VEC
ElmLne | cdisp_row | Display data for phase matrix row |  | STRING_VEC
ElmLne | cDisplayName | Display Name |  | STRING
ElmLne | cfshcloc | Short-Circuit Location | % | DOUBLE
ElmLne | ci_model | Line Model |  | INTEGER
ElmLne | ciDist | Distance from infeed in number of buses |  | INTEGER
ElmLne | ciDistAll | Distance from infeed in number of buses including switches |  | INTEGER
ElmLne | ciDistAllRoot | Distance from first infeed in number of buses including switches |  | INTEGER
ElmLne | ciDistRoot | Distance from first infeed in number of buses |  | INTEGER
ElmLne | ciEarthed | Earthed |  | INTEGER
ElmLne | ciEnergized | Energized |  | INTEGER
ElmLne | ciLater | Lateral Index |  | INTEGER
ElmLne | ciOutaged | Planned Outage |  | INTEGER
ElmLne | cIsSepCntConstrType | Max. loading constraint for contingencies: Separate constraint type |  | INTEGER
ElmLne | cIsSepCntMaxAllowedLoading | Max. loading constraint for contingencies: Separate max. allowed loading |  | INTEGER
ElmLne | cithr | Type parameters: Rated Short-Time (1s) Current (Conductor) | A | DOUBLE
ElmLne | ckz0_rms | Results of line parameter calculation: Surge impedance, HF, mode 0. | Ohm | DOUBLE
ElmLne | ckz1_rms | Results of line parameter calculation: Surge Impedance, HF, mode 1. | Ohm | DOUBLE
ElmLne | ckz2_rms | Results of line parameter calculation: Surge Impedance, HF, mode 2. | Ohm | DOUBLE
ElmLne | clnedf | Derating Factor |  | DOUBLE
ElmLne | cmeth | Old Reference Method |  | STRING
ElmLne | cmethChr | Reference Method |  | STRING
ElmLne | cmethChrBs | Reference Method |  | STRING
ElmLne | cmethChrNfc | Reference Method |  | STRING
ElmLne | cmethChrNfcmv | Reference Method |  | STRING
ElmLne | cnm_elm | Line | kA | DOUBLE
ElmLne | cnm_typ | Type | kA | DOUBLE
ElmLne | cNrCust | Definition of Line Load: Number of Customers |  | INTEGER
ElmLne | cntConstrType | Max. loading constraint for contingencies: Contingency-constraint type:Off:Soft constraint |  | INTEGER
ElmLne | cntMaxAllowedLoading | Max. loading constraint for contingencies: Max. allowed loading in Contingencies | % | DOUBLE
ElmLne | commissionDate | Commissioning Date |  | STRING
ElmLne | condMat | Type parameters: Conductor material:Aluminium:Copper:Aldrey (AlMgSi):Aluminium-Steel:Aldrey-Steel |  | INTEGER
ElmLne | constr | Year of Construction |  | INTEGER
ElmLne | cpArea | Area | ElmArea | OBJECT
ElmLne | cpGrid | Grid | ElmNet | OBJECT
ElmLne | cpHeadFold | Head Folder |  | OBJECT
ElmLne | crosssec | Cross section | mm^2 | DOUBLE
ElmLne | cSav | Definition of Line Load: Average Load | kVA | DOUBLE
ElmLne | cshcloc | Short-Circuit Location | km | DOUBLE
ElmLne | cSmax | Definition of Line Load: Max. Load | kVA | DOUBLE
ElmLne | cTa0_rms | Results of line parameter calculation: Travel time, mode 0 | s | DOUBLE
ElmLne | cTa1_rms | Results of line parameter calculation: Travel time, mode 1 | s | DOUBLE
ElmLne | cTa2_rms | Results of line parameter calculation: Travel time, mode 2 | s | DOUBLE
ElmLne | ctmax | Type parameters: Max. operating temperature | degC | DOUBLE
ElmLne | cUserDefIndex | User defined Index |  | INTEGER
ElmLne | cvaltyp | According to Standard |  | INTEGER
ElmLne | dat_src | Data source |  | STRING
ElmLne | dbg_fullBodeIntegral | Vector fitting: Full Bode integral |  | INTEGER
ElmLne | dbg_largePolesToConst | Vector fitting: Replace large poles by constants |  | INTEGER
ElmLne | dcCorr | Vector fitting: Apply DC correction |  | INTEGER
ElmLne | deltaU | Voltage drop | % | DOUBLE
ElmLne | disp_col | Display data for phase matrix index |  | INTEGER
ElmLne | disp_row | Display data for phase matrix row |  | INTEGER
ElmLne | dist_a | Line loop inductance: Distance between cables | mm | DOUBLE
ElmLne | dpl1 | dpl1 |  | DOUBLE
ElmLne | dpl2 | dpl2 |  | DOUBLE
ElmLne | dpl3 | dpl3 |  | DOUBLE
ElmLne | dpl4 | dpl4 |  | DOUBLE
ElmLne | dpl5 | dpl5 |  | DOUBLE
ElmLne | dryingoutavoid | Soil drying-out avoided |  | INTEGER
ElmLne | ducts | Number of ducts |  | INTEGER
ElmLne | earthReturn | Earth return formula:Carson:Deri-Semlyen |  | INTEGER
ElmLne | fd_model | Line Parameters Calculation: Line Model |  | INTEGER
ElmLne | fmax | Line Parameters Calculation: Max. Frequency of Parameter Fitting | Hz | DOUBLE
ElmLne | fmin | Line Parameters Calculation: Min. Frequency of Parameter Fitting | Hz | DOUBLE
ElmLne | FOD | Failures Sustained Line Failures: Forced Outage Duration | h | DOUBLE
ElmLne | FOE | Failures Sustained Line Failures: Forced Outage Expectancy | h/a | DOUBLE
ElmLne | FOR1 | Failures Sustained Line Failures: Forced Outage Rate | 1/a | DOUBLE
ElmLne | forTrainSim | Line for train simulation |  | INTEGER
ElmLne | fshcloc | Short-Circuit Location | % | DOUBLE
ElmLne | ftau | Line Parameters Calculation: Frequency for Travel-Time Estimation | Hz | DOUBLE
ElmLne | ftau_rms | Frequency for travel-time estimation | Hz | DOUBLE
ElmLne | G0 | Conductance G0 | uS | DOUBLE
ElmLne | G1 | Conductance G1 | uS | DOUBLE
ElmLne | gnrl_modif | Object modified |  | INTEGER64
ElmLne | gshunt | Shunt conductance | uS/km | DOUBLE
ElmLne | i_const_rms | Line model: Travelling wave |  | INTEGER
ElmLne | i_dist | Line Model |  | INTEGER
ElmLne | i_ldlv | Line Load |  | INTEGER
ElmLne | i_model | Line Model |  | INTEGER
ElmLne | iAreaBus | Area |  | INTEGER
ElmLne | Ice | Resulting Values: Earth-Fault Current, Ice | A | DOUBLE
ElmLne | iComDate | Commissioning Date |  | INTEGER64
ElmLne | icond | Bunched in air, on surface, embedded or enclosed |  | INTEGER
ElmLne | if_depth | Installation conditions: Burial depth | m | DOUBLE
ElmLne | Imaxlim | Max. permissible current | kA | DOUBLE
ElmLne | induct | Cable in duct |  | INTEGER
ElmLne | initypset | Missing Type |  | INTEGER
ElmLne | Inom_a | Resulting Values: Nominal Current (act.) | kA | DOUBLE
ElmLne | InomPre | Pre-fault nominal current | kA | DOUBLE
ElmLne | installCost | Installation conditions: Installation costs | USD/km | DOUBLE
ElmLne | internalDataLayout | Internal data layout |  | INTEGER
ElmLne | iOPFCload | Max. loading constraint |  | INTEGER
ElmLne | iopt_dir | Installation conditions: Arrangement |  | STRING
ElmLne | iopt_engine | Installation conditions: Cables for powering mobile gear with drum winding |  | INTEGER
ElmLne | iopt_grp | Installation conditions: Grouping:single layer on wall, floor or unperforated tray:single layer fixed directly under wooden or masonry ceiling |  | INTEGER
ElmLne | iopt_laid | Laid on:perforated trays:unperforated trays:ladders, supports or cleats |  | INTEGER
ElmLne | iopt_ord | Installation conditions: Cable formation |  | STRING
ElmLne | iopt_tem | Line Parameters Calculation: Temperature Dependency |  | INTEGER
ElmLne | iopt_tem_rms | Line parameter calculation: Temperature dependency |  | INTEGER
ElmLne | iopt_turns | Installation conditions: Drum winding with multiple turns |  | INTEGER
ElmLne | iperfect | Failures: Ideal component |  | INTEGER
ElmLne | Irated | Type parameters: Rated current | kA | DOUBLE
ElmLne | isAllowCurativeCtrl | Allow curative control variables |  | INTEGER
ElmLne | iSchemeStatus | Scheme Status |  | INTEGER
ElmLne | isConstrLoading | Max. loading constraint for Unit Commitment |  | INTEGER
ElmLne | isConstrLoadingPlacement | Max. loading constraint for Optimal Equipment Placement |  | INTEGER
ElmLne | ishclne | Available |  | INTEGER
ElmLne | isMaxLoadSoftNlin | Penalty costs for soft constraints |  | INTEGER
ElmLne | isoMat | Type parameters: Insulation material:PVC:XLPE/EPR:Mineral:Paper |  | INTEGER
ElmLne | iSpecLoc | Specific cable location |  | INTEGER
ElmLne | isSepCntConstrType | Max. loading constraint for contingencies: Separate constraint type |  | INTEGER
ElmLne | isSepCntMaxAllowedLoading | Max. loading constraint for contingencies: Separate max. allowed loading |  | INTEGER
ElmLne | iterVFA | Vector fitting: Max. number of iterations |  | INTEGER
ElmLne | iterVFY | Vector fitting: Max. number of iterations |  | INTEGER
ElmLne | iZoneBus | Zone |  | INTEGER
ElmLne | k0 | Resulting Values: Earth Factor, Magnitude |  | DOUBLE
ElmLne | ka0 | Wave Propagation Constant | p.u. | DOUBLE
ElmLne | ka1 | Wave Propagation Constant. | p.u. | DOUBLE
ElmLne | ka2 | Wave Propagation Constant. | p.u. | DOUBLE
ElmLne | ktrto | Transposition |  | INTEGER
ElmLne | kz0 | Results of Line Parameters Calculation: Surge Impedance, HF, Mode 0. | Ohm | DOUBLE
ElmLne | kz1 | Results of Line Parameters Calculation: Surge Impedance, HF, Mode 1. | Ohm | DOUBLE
ElmLne | kz2 | Results of Line Parameters Calculation: Surge Impedance, HF, Mode 2. | Ohm | DOUBLE
ElmLne | layingArr | Installation conditions: Laying arrangement |  | INTEGER
ElmLne | loadfactor | Installation conditions: Load factor (lf) |  | DOUBLE
ElmLne | lossAssign | Loss assignment:according to grouping:uniformly distributed:to Terminal i:to Terminal j |  | INTEGER
ElmLne | lossModel_emt | Loss model:R/4 at both ends; R/2 in the middle:R/2 at both ends |  | INTEGER
ElmLne | lossModel_rms | Line model: Loss model:R/2 at both ends |  | INTEGER
ElmLne | maxErrVFA | Vector fitting: RMS error |  | DOUBLE
ElmLne | maxErrVFY | Vector fitting: RMS error | S | DOUBLE
ElmLne | maxload | Thermal Loading Limit: Max. loading | % | DOUBLE
ElmLne | maxPara | Installation conditions: Maximum number of grouped cables |  | INTEGER
ElmLne | maxResPoleRatioA | Max. residue-pole ratio |  | DOUBLE
ElmLne | maxResPoleRatioY | Max. residue-pole ratio |  | DOUBLE
ElmLne | mediumTemp | Medium mean temperature | degC | DOUBLE
ElmLne | meth | Installation conditions: Reference method |  | STRING
ElmLne | meth_bs | Installation conditions: Reference method |  | STRING
ElmLne | meth_nfc | Installation conditions: Reference method |  | STRING
ElmLne | meth_nfcmv | Installation conditions: Reference method |  | STRING
ElmLne | methodVFA | Vector fitting: Number of poles:Increase and flip unstable poles:Increase until rms met |  | INTEGER
ElmLne | methodVFY | Vector fitting: Number of poles:Increase and flip unstable poles:Increase until rms met |  | INTEGER
ElmLne | minResTrainDist | Min. resolution of train distances | m | DOUBLE
ElmLne | nCond | Type parameters: Number of conductors |  | INTEGER
ElmLne | nconTrains | No. of trains |  | INTEGER
ElmLne | nlsim | Enable for Contingency Analysis |  | INTEGER
ElmLne | npara | Installation conditions: Number of grouped cables (laid together) |  | INTEGER
ElmLne | NrCust | Number of connected customers |  | INTEGER
ElmLne | occupCoeff | Installation conditions: Occupation coefficient |  | DOUBLE
ElmLne | oid_ | ObjectID |  | INTEGER64
ElmLne | outputPoles | Vector fitting: Output poles |  | INTEGER
ElmLne | phik0 | Earth Factor, Angle | deg | DOUBLE
ElmLne | phiz1 | Resulting Values: Pos. Seq. Impedance, Angle | deg | DOUBLE
ElmLne | pid_ | ProjectID |  | INTEGER64
ElmLne | polesVFA | Vector fitting: Max. number of poles |  | INTEGER
ElmLne | polesVFY | Vector fitting: Max. number of poles |  | INTEGER
ElmLne | qurs_A | Joint cross-section | mm^2 | DOUBLE
ElmLne | r0Sbasepu | r0 (Sbase) | p.u. | DOUBLE
ElmLne | R1_tmax | Pos. Seq. Resistance at Max. Operating Temperature, R1 at tmax | Ohm | DOUBLE
ElmLne | rearth | Earth resistivity | Ohm*m | DOUBLE
ElmLne | recCost | Reinforcement cost | USD | DOUBLE
ElmLne | ReRl | Earth Factor, Re/Rl |  | DOUBLE
ElmLne | rSbasepu | r (Sbase) | p.u. | DOUBLE
ElmLne | sagCir | Max.sag, phase conductors | m | DOUBLE
ElmLne | sagGnd | Max.sag, earth conductors | m | DOUBLE
ElmLne | scalingFacSoftConstrCost | Penalty costs for soft constraints: Cost scaling factor |  | DOUBLE
ElmLne | scalingFacSoftConstrOpf | Max. loading constraint: Weighting factor for soft constraint penalty |  | DOUBLE
ElmLne | shMat | Type parameters: Sheath insulation:PVC:XLPE/EPR |  | INTEGER
ElmLne | soilThermRes | Environment conditions: Soil thermal resistivity | K.m/W | DOUBLE
ElmLne | soilThermResdry | Dry soil thermal resistivity | K.m/W | DOUBLE
ElmLne | soiltyp | Environment conditions: Soil type:Underwater:Very Moist:Moist:Normal:Dry:Very Dry |  | INTEGER
ElmLne | solar_rad | Solar radiation intensity | W/m^2 | DOUBLE
ElmLne | specBurialCnfg | Installation conditions: Special burial conditions:none:bedding and covers:cables in pipes |  | INTEGER
ElmLne | stMarginA | Vector fitting: Stability margin |  | DOUBLE
ElmLne | stMarginY | Vector fitting: Stability margin |  | DOUBLE
ElmLne | Ta0 | Travel Time, Mode 0 | s | DOUBLE
ElmLne | Ta1 | Travel Time, Mode 1 | s | DOUBLE
ElmLne | Ta2 | Travel Time, Mode 2 | s | DOUBLE
ElmLne | temp_env | Environment conditions: Ambient temperature | degC | DOUBLE
ElmLne | thetaX | Critical temperature of soil | degC | DOUBLE
ElmLne | thick_d | Bolted joint resistance: Joint thickness | mm | DOUBLE
ElmLne | tid_ | TimeID |  | INTEGER64
ElmLne | tmat | Transformation Matrix |  | DOUBLE_MAT
ElmLne | tolBode | Line Parameters Calculation: Tolerance for Bode Approximation | % | DOUBLE
ElmLne | Top | Operating Temperature | degC | DOUBLE
ElmLne | trans_ff | Failures Transient Faults: Transient Fault Frequency | 1/a | DOUBLE
ElmLne | trays | Installation conditions: Number of trays/ducts |  | INTEGER
ElmLne | tuneDelays | Vector fitting: Fine-tune delays |  | INTEGER
ElmLne | txt_typ | Type of Line |  | STRING
ElmLne | typ_res | Index of cable type stored in results vector |  | INTEGER
ElmLne | useDCcorr | Apply DC correction |  | INTEGER
ElmLne | userDefCur | User defined current: Current | A | DOUBLE
ElmLne | userDefPF | Power factor |  | DOUBLE
ElmLne | windvelocity | Wind velocity | m/s | DOUBLE
ElmLne | x0Sbasepu | x0 (Sbase) | p.u. | DOUBLE
ElmLne | XeXl | Earth Factor, Xe/Xl |  | DOUBLE
ElmLne | xSbasepu | x (Sbase) | p.u. | DOUBLE
ElmLne | Z1 | Resulting Values: Pos. Seq. Impedance, Z1 | Ohm | DOUBLE
ElmTr2 | loc_name | Name |  | STRING
ElmTr2 | outserv | Out of Service |  | INTEGER
ElmTr2 | typ_id | Type | TypTr2 | OBJECT
ElmTr2 | fold_id | In Folder |  | OBJECT
ElmTr2 | bushv | HV-Side | StaCubic | OBJECT
ElmTr2 | buslv | LV-Side | StaCubic | OBJECT
ElmTr2 | ntnum | Number of: parallel Transformers |  | INTEGER
ElmTr2 | nntap | Tap Changer 1: Tap Position |  | INTEGER
ElmTr2 | ntrcn | Automatic Tap Changing |  | INTEGER
ElmTr2 | i_cont | Tap Changer:discrete:continuous |  | INTEGER
ElmTr2 | t2ldc | Controlled Node is at:HV:LV:EXT |  | INTEGER
ElmTr2 | usetp | Voltage Setpoint | p.u. | DOUBLE
ElmTr2 | usp_low | Lower Voltage Bound | p.u. | DOUBLE
ElmTr2 | usp_up | Upper Voltage Bound | p.u. | DOUBLE
ElmTr2 | imldc | Control Mode:V:P:Q |  | STRING
ElmTr2 | ilcph | Phase:a:b:c:a-b:b-c:c-a:Pos.Seq. |  | INTEGER
ElmTr2 | cgnd_h | Internal Grounding Impedance, HV Side: Star Point:Connected:Not connected |  | INTEGER
ElmTr2 | cgnd_l | Internal Grounding Impedance, LV Side: Star Point:Connected:Not connected |  | INTEGER
ElmTr2 | re0tr_h | Internal Grounding Impedance, HV Side: Resistance, Re | Ohm | DOUBLE
ElmTr2 | xe0tr_h | Internal Grounding Impedance, HV Side: Reactance, Xe | Ohm | DOUBLE
ElmTr2 | re0tr_l | Internal Grounding Impedance, LV Side: Resistance, Re | Ohm | DOUBLE
ElmTr2 | xe0tr_l | Internal Grounding Impedance, LV Side: Reactance, Xe | Ohm | DOUBLE
ElmTr2 | ratfac | Rating Factor |  | DOUBLE
ElmTr2 | Snom | Nominal Power | MVA | DOUBLE
ElmTr2 | GPSlat | Geographical Position: Latitude / Northing | deg | DOUBLE
ElmTr2 | GPSlon | Geographical Position: Longitude / Easting | deg | DOUBLE
ElmTr2 | allowCntConstrFilt | Constraint Filtering: Allow contingency filtering by number of critical constraints |  | INTEGER
ElmTr2 | allowMarginFilt | Constraint Filtering: Allow filtering by constraint margin |  | INTEGER
ElmTr2 | allowOutDistFacFilt | Constraint Filtering: Allow filtering by outage distribution factor |  | INTEGER
ElmTr2 | appr_modif | Approval Information: Modified |  | INTEGER64
ElmTr2 | appr_status | Approval Information: Status |  | INTEGER
ElmTr2 | availFactor | Availability Factor | % | DOUBLE
ElmTr2 | bSbasepu | b (Sbase) | p.u. | DOUBLE
ElmTr2 | cAllowCntConstrFilt | Constraint Filtering: Allow contingency filtering by number of critical constraints |  | INTEGER
ElmTr2 | cAllowMarginFilt | Constraint Filtering: Allow filtering by constraint margin |  | INTEGER
ElmTr2 | cAllowOutDistFacFilt | Constraint Filtering: Allow filtering by outage distribution factor |  | INTEGER
ElmTr2 | Cc0_hl | Consider Capacitances: Capacitance HV-LV, 0-Sequence | uF | DOUBLE
ElmTr2 | Cc1_hl | Consider Capacitances: Capacitance HV-LV, 1-Sequence | uF | DOUBLE
ElmTr2 | CCEarFr | Failures Double Earth Fault: Frequency of single earth faults | 1/a | DOUBLE
ElmTr2 | CCEarProb | Failures Double Earth Fault: Conditional probability of a second earth fault | % | DOUBLE
ElmTr2 | CCEarRepMu | Failures Double Earth Fault: Repair duration | h | DOUBLE
ElmTr2 | cCtrlTapCont | Controls for Unit Commitment: Control Mode:discrete:continuous |  | INTEGER
ElmTr2 | cCtrlTapContOpf | Controls for Optimal Power Flow: Control Mode:discrete:continuous |  | INTEGER
ElmTr2 | cCtrlUsage | Control usage: Tap Changer 1:Preventive only:Curative only:Preventive and curative |  | INTEGER
ElmTr2 | cDisplayName | Display Name |  | STRING
ElmTr2 | Cg_h | Consider Capacitances: Capacitance HV-Ground | uF | DOUBLE
ElmTr2 | Cg_l | Consider Capacitances: Capacitance LV-Ground | uF | DOUBLE
ElmTr2 | ciDist | Distance from infeed in number of buses |  | INTEGER
ElmTr2 | ciDistAll | Distance from infeed in number of buses including switches |  | INTEGER
ElmTr2 | ciDistAllRoot | Distance from first infeed in number of buses including switches |  | INTEGER
ElmTr2 | ciDistRoot | Distance from first infeed in number of buses |  | INTEGER
ElmTr2 | ciEarthed | Earthed |  | INTEGER
ElmTr2 | ciEnergized | Energized |  | INTEGER
ElmTr2 | ciLater | Lateral Index |  | INTEGER
ElmTr2 | ciOutaged | Planned Outage |  | INTEGER
ElmTr2 | cIsSepCntConstrType | Max. loading constraint for contingencies: Separate constraint type |  | INTEGER
ElmTr2 | cIsSepCntMaxAllowedLoading | Max. loading constraint for contingencies: Separate max. allowed loading |  | INTEGER
ElmTr2 | cneutcon | N-Connection |  | INTEGER
ElmTr2 | cntConstrType | Max. loading constraint for contingencies: Contingency-constraint type:Off:Soft constraint |  | INTEGER
ElmTr2 | cntMaxAllowedLoading | Max. loading constraint for contingencies: Max. allowed loading in Contingencies | % | DOUBLE
ElmTr2 | coldloadtab2 | Values |  | DOUBLE_MAT
ElmTr2 | commissionDate | Commissioning Date |  | STRING
ElmTr2 | constr | Year of Construction |  | INTEGER
ElmTr2 | cOptOnlyPre | Controls for Optimal Power Flow: Optimise in DC OPF:Pre- and post-fault position:Only pre-fault position |  | INTEGER
ElmTr2 | cosphib_lv | Values for LV-Side: Power factor |  | DOUBLE
ElmTr2 | cpArea | Area | ElmArea | OBJECT
ElmTr2 | cpCtrlNode | Target Node |  | OBJECT
ElmTr2 | cpCtrlNode2 | Target Node |  | OBJECT
ElmTr2 | cpeter_h | Internal Grounding Impedance, HV Side: Petersen Coil |  | INTEGER
ElmTr2 | cpeter_l | Internal Grounding Impedance, LV Side: Petersen Coil |  | INTEGER
ElmTr2 | cpGrid | Grid | ElmNet | OBJECT
ElmTr2 | cpHeadFold | Head Folder |  | OBJECT
ElmTr2 | cPsiresC | Residual flux: Phase C | p.u. | DOUBLE
ElmTr2 | ctrlUsage | Control usage: Tap Changer 1:Preventive only:Curative only:Preventive and curative |  | INTEGER
ElmTr2 | curativeCosts | Control usage: Costs per curative tap deviation | USD | DOUBLE
ElmTr2 | curativeLim | Control usage: Max. curative tap deviation |  | INTEGER
ElmTr2 | cUserDefIndex | User defined Index |  | INTEGER
ElmTr2 | dat_src | Data source |  | STRING
ElmTr2 | dpl1 | dpl1 |  | DOUBLE
ElmTr2 | dpl2 | dpl2 |  | DOUBLE
ElmTr2 | dpl3 | dpl3 |  | DOUBLE
ElmTr2 | dpl4 | dpl4 |  | DOUBLE
ElmTr2 | dpl5 | dpl5 |  | DOUBLE
ElmTr2 | drawInr | Time-overcurrent plot: Draw Inrush Current |  | INTEGER
ElmTr2 | FOD | Failures Transformer Failures: Forced Outage Duration | h | DOUBLE
ElmTr2 | FOE | Failures Transformer Failures: Forced Outage Expectancy | h/a | DOUBLE
ElmTr2 | FOR1 | Failures Transformer Failures: Forced Outage Rate | 1/a | DOUBLE
ElmTr2 | fr_coldload | Time-overcurrent plot: Cold load curve |  | INTEGER
ElmTr2 | gnrl_modif | Object modified |  | INTEGER64
ElmTr2 | i_auto | Auto Transformer |  | INTEGER
ElmTr2 | i_cont2 | Tap Changer:discrete:continuous |  | INTEGER
ElmTr2 | i_eahv | HV-side, phase 2 internally grounded |  | INTEGER
ElmTr2 | i_ealv | LV-side, phase 2 internally grounded |  | INTEGER
ElmTr2 | i_hvcon | HV-side, phase 2 connected |  | INTEGER
ElmTr2 | i_lvcon | LV-side, phase 2 connected |  | INTEGER
ElmTr2 | i_rem | Remote Control |  | INTEGER
ElmTr2 | i_rem2 | Remote Control |  | INTEGER
ElmTr2 | i_tapini | State Estimation: Estimate Tap 1 Position |  | INTEGER
ElmTr2 | i_tapini2 | Estimate Tap 2 Position |  | INTEGER
ElmTr2 | i_uopt | Controls for Optimal Power Flow: Tap Changer 1:Off:On:Part of external Tap Controller |  | INTEGER
ElmTr2 | i_uopt2 | Tap Changer 2 |  | INTEGER
ElmTr2 | i_uoptCont | Controls for Optimal Power Flow: Control Mode:discrete:continuous |  | INTEGER
ElmTr2 | i_uoptCont2 | Control Mode:discrete:continuous |  | INTEGER
ElmTr2 | iansish | Time-overcurrent plot: ANSI Curve Shift |  | INTEGER
ElmTr2 | iAreaBus | Area |  | INTEGER
ElmTr2 | iAstabint | A-stable integration algorithm |  | INTEGER
ElmTr2 | Ib_lv | Values for LV-Side: Highest Operating Current | kA | DOUBLE
ElmTr2 | iblock | Unit Transformer |  | INTEGER
ElmTr2 | iComDate | Commissioning Date |  | INTEGER64
ElmTr2 | icomp | LDC/Current Compounding Compensation: Compounding:apparent current:active current:reactive current:apparent power:active power:reactive power |  | INTEGER
ElmTr2 | icomp2 | LDC/Current Compounding Compensation: Compounding:apparent current:active current:reactive current:apparent power:active power:reactive power |  | INTEGER
ElmTr2 | ifc | Forced Cooling Enabled |  | INTEGER
ElmTr2 | ifrqft | Time-overcurrent plot: Frequent Fault ( >10(5)/lifetime, Category II(III) ) |  | INTEGER
ElmTr2 | ignd_h | Star Point:grounded:compensated:isolated |  | INTEGER
ElmTr2 | ignd_l | Star Point:grounded:compensated:isolated |  | INTEGER
ElmTr2 | iintgnd | Neutral Connection |  | INTEGER
ElmTr2 | iIntTapCtrl | Tap Changer 1, Measurement Table: Use Integrated Tap Controller |  | INTEGER
ElmTr2 | ilcph2 | Phase:a:b:c:a-b:b-c:c-a:Pos.Seq. |  | INTEGER
ElmTr2 | ildc | Compensation:none:internal (LDC) line drop compensation:external (LDC) line drop compensation:current compounding |  | INTEGER
ElmTr2 | ildc2 | Compensation:none:internal (LDC) line drop compensation:external (LDC) line drop compensation:current compounding |  | INTEGER
ElmTr2 | ilt_op | Long-term operating conditions before short-circuit are known |  | INTEGER
ElmTr2 | iMeasLoc | Tap Changer 1, Measurement Table: Measured at |  | INTEGER
ElmTr2 | imldc2 | Control Mode:V:P:Q |  | STRING
ElmTr2 | Inom_h | HV-Side, Nominal Current | kA | DOUBLE
ElmTr2 | Inom_h_a | HV-Side, Nominal Current (act.) | kA | DOUBLE
ElmTr2 | Inom_l | LV-Side, Nominal Current | kA | DOUBLE
ElmTr2 | Inom_l_a | LV-Side, Nominal Current | kA | DOUBLE
ElmTr2 | InomPre_h | HV-Side, Pre-fault Nominal Current | kA | DOUBLE
ElmTr2 | InomPre_l | LV-Side, Pre-fault Nominal Current | kA | DOUBLE
ElmTr2 | ionlyPre | Controls for Optimal Power Flow: Optimise in DC OPF:Pre- and post-fault position:Only pre-fault position |  | INTEGER
ElmTr2 | iOPFCload | Max. loading constraint |  | INTEGER
ElmTr2 | iopt_hf | Consider Capacitances |  | INTEGER
ElmTr2 | iperfect | Failures: Ideal component |  | INTEGER
ElmTr2 | iPpart | Active power participation |  | INTEGER
ElmTr2 | iPpart2 | Active power participation |  | INTEGER
ElmTr2 | iResFlux | Residual flux |  | INTEGER
ElmTr2 | Irze | Rated Current of Grounding | kA | DOUBLE_VEC
ElmTr2 | isAllowCurativeCtrl | Allow curative control variables |  | INTEGER
ElmTr2 | iSchemeStatus | Scheme Status |  | INTEGER
ElmTr2 | isConstrLoading | Max. loading constraint for Unit Commitment |  | INTEGER
ElmTr2 | isConstrLoadingPlacement | Max. loading constraint for Optimal Equipment Placement |  | INTEGER
ElmTr2 | isCtrlTap | Controls for Unit Commitment: Tap Changer 1:Off:On:Part of external Tap Controller |  | INTEGER
ElmTr2 | isCtrlTapCont | Controls for Unit Commitment: Control Mode:discrete:continuous |  | INTEGER
ElmTr2 | isCtrlTapPlacement | Controls for Optimal Equipment Placement: Position of tap 1 |  | INTEGER
ElmTr2 | isMaxLoadSoftNlin | Penalty costs for soft constraints |  | INTEGER
ElmTr2 | isSepCntConstrType | Max. loading constraint for contingencies: Separate constraint type |  | INTEGER
ElmTr2 | isSepCntMaxAllowedLoading | Max. loading constraint for contingencies: Separate max. allowed loading |  | INTEGER
ElmTr2 | iTaps | Tap Changer 1: According to Measurement Report |  | INTEGER
ElmTr2 | iZoneBus | Zone |  | INTEGER
ElmTr2 | Kpart | Participation factor |  | DOUBLE
ElmTr2 | Kpart2 | Participation factor |  | DOUBLE
ElmTr2 | Kpctrl | Controller Sensitivity dtap/dP | tap/MW | DOUBLE
ElmTr2 | Kpctrl2 | Controller Sensitivity dtap/dP | tap/MW | DOUBLE
ElmTr2 | Kqctrl | Controller Sensitivity dtap/dQ | tap/Mvar | DOUBLE
ElmTr2 | Kqctrl2 | Controller Sensitivity dtap/dQ | tap/Mvar | DOUBLE
ElmTr2 | ldcct | LDC/Current Compounding Compensation: Current Transformer Rating | A | DOUBLE
ElmTr2 | ldcct2 | LDC/Current Compounding Compensation: Current Transformer Rating | A | DOUBLE
ElmTr2 | ldcpt | LDC/Current Compounding Compensation: Voltage Transformer Ratio |  | DOUBLE
ElmTr2 | ldcpt2 | LDC/Current Compounding Compensation: Voltage Transformer Ratio |  | DOUBLE
ElmTr2 | ldcrs | LDC/Current Compounding Compensation: Rset | V | DOUBLE
ElmTr2 | ldcrs2 | LDC/Current Compounding Compensation: Rset | V | DOUBLE
ElmTr2 | ldcxs | LDC/Current Compounding Compensation: Xset | V | DOUBLE
ElmTr2 | ldcxs2 | LDC/Current Compounding Compensation: Xset | V | DOUBLE
ElmTr2 | lossAssign | Loss assignment:according to grouping:uniformly distributed:to HV-Side:to LV-Side |  | INTEGER
ElmTr2 | maxload | Thermal Loading Limit: Max. loading | % | DOUBLE
ElmTr2 | mTaps | Tap Changer 1, Measurement Table: Measurement Report |  | DOUBLE_MAT
ElmTr2 | neutConfig | Neutral Conductor: N-Connection |  | INTEGER
ElmTr2 | neutSeparate | Neutral Conductor: Separate N-connection |  | INTEGER
ElmTr2 | nntap2 | Tap Changer 2: Tap Position |  | INTEGER
ElmTr2 | nntapabs | Absolute Tap Position |  | INTEGER
ElmTr2 | ntrcn2 | Automatic Tap Changing |  | INTEGER
ElmTr2 | oid_ | ObjectID |  | INTEGER64
ElmTr2 | optap2max | Operational limits for tap changer Tap Changer 2: Maximum Position |  | INTEGER
ElmTr2 | optap2min | Operational limits for tap changer Tap Changer 2: Minimum Position |  | INTEGER
ElmTr2 | optaplimit | Operational limits for tap changer |  | INTEGER
ElmTr2 | optapmax | Operational limits for tap changer Tap Changer 1: Maximum Position |  | INTEGER
ElmTr2 | optapmin | Operational limits for tap changer Tap Changer 1: Minimum Position |  | INTEGER
ElmTr2 | penaltyCosts | Controls for Optimal Power Flow: Penalty costs per Tap deviation | USD | DOUBLE
ElmTr2 | pid_ | ProjectID |  | INTEGER64
ElmTr2 | psetp | Active Power Setpoint | MW | DOUBLE
ElmTr2 | psetp2 | Active Power Setpoint | MW | DOUBLE
ElmTr2 | PsiresA | Residual flux: Phase A | p.u. | DOUBLE
ElmTr2 | PsiresB | Residual flux: Phase B | p.u. | DOUBLE
ElmTr2 | PsiresC | Residual flux: Phase C | p.u. | DOUBLE
ElmTr2 | psp_low | Lower Active Power Bound | MW | DOUBLE
ElmTr2 | psp_low2 | Lower Active Power Bound | MW | DOUBLE
ElmTr2 | psp_up | Upper Active Power Bound | MW | DOUBLE
ElmTr2 | psp_up2 | Upper Active Power Bound | MW | DOUBLE
ElmTr2 | Ptolerance | Tolerance (+/-) | MW | DOUBLE
ElmTr2 | Ptolerance2 | Tolerance (+/-) | MW | DOUBLE
ElmTr2 | qsetp | Reactive Power Setpoint | Mvar | DOUBLE
ElmTr2 | qsetp2 | Reactive Power Setpoint | Mvar | DOUBLE
ElmTr2 | qsp_low | Lower Reactive Power Bound | Mvar | DOUBLE
ElmTr2 | qsp_low2 | Lower Reactive Power Bound | Mvar | DOUBLE
ElmTr2 | qsp_up | Upper Reactive Power Bound | Mvar | DOUBLE
ElmTr2 | qsp_up2 | Upper Reactive Power Bound | Mvar | DOUBLE
ElmTr2 | r0Sbasepu | r0 (Sbase) | p.u. | DOUBLE
ElmTr2 | rSbasepu | r (Sbase) | p.u. | DOUBLE
ElmTr2 | scalingFacSoftConstrCost | Penalty costs for soft constraints: Cost scaling factor |  | DOUBLE
ElmTr2 | scalingFacSoftConstrOpf | Max. loading constraint: Weighting factor for soft constraint penalty |  | DOUBLE
ElmTr2 | Snom_a | Nominal Power (act.) | MVA | DOUBLE
ElmTr2 | strf1 | Load Current |  | DOUBLE
ElmTr2 | t2ldc2 | Controlled Node is at:HV:LV |  | INTEGER
ElmTr2 | Tctrl | Controller Time Constant | s | DOUBLE
ElmTr2 | Tctrl2 | Controller Time Constant | s | DOUBLE
ElmTr2 | tid_ | TimeID |  | INTEGER64
ElmTr2 | Ub_lv | Values for LV-Side: Highest Operating Voltage | kV | DOUBLE
ElmTr2 | Ubqmin_hv | Values for HV-Side (only for Unit Transformer): Minimum Operating Voltage | kV | DOUBLE
ElmTr2 | uset_mode | Setpoint:local:bus target voltage |  | INTEGER
ElmTr2 | uset_mode2 | Setpoint:local:bus target voltage |  | INTEGER
ElmTr2 | usetp2 | Voltage Setpoint | p.u. | DOUBLE
ElmTr2 | usp_low2 | Lower Voltage Bound | p.u. | DOUBLE
ElmTr2 | usp_up2 | Upper Voltage Bound | p.u. | DOUBLE
ElmTr2 | Vtolerance | LDC/Current Compounding Compensation: Tolerance (+/-) | % | DOUBLE
ElmTr2 | Vtolerance2 | LDC/Current Compounding Compensation: Tolerance (+/-) | % | DOUBLE
ElmTr2 | x0Sbasepu | x0 (Sbase) | p.u. | DOUBLE
ElmTr2 | xSbasepu | x (Sbase) | p.u. | DOUBLE
ElmSym | loc_name | Name |  | STRING
ElmSym | outserv | Out of Service |  | INTEGER
ElmSym | typ_id | Type | TypSym | OBJECT
ElmSym | fold_id | In Folder |  | OBJECT
ElmSym | bus1 | Terminal | StaCubic | OBJECT
ElmSym | ngnum | Number of: parallel Machines |  | INTEGER
ElmSym | ip_ctrl | Reference Machine |  | INTEGER
ElmSym | iv_mode | Local Controller |  | INTEGER
ElmSym | av_mode | Local Controller |  | STRING
ElmSym | mode_inp | Dispatch: Input Mode |  | STRING
ElmSym | pgini | Dispatch: Active Power | MW | DOUBLE
ElmSym | qgini | Dispatch: Reactive Power | Mvar | DOUBLE
ElmSym | sgini | Dispatch: Apparent Power | MVA | DOUBLE
ElmSym | cosgini | Dispatch: Power Factor |  | DOUBLE
ElmSym | pf_recap | Dispatch: Power Factor:ind.:cap. |  | INTEGER
ElmSym | usetp | Dispatch: Voltage | p.u. | DOUBLE
ElmSym | phiini | Dispatch: Angle | deg | DOUBLE
ElmSym | Pmax_uc | Active Power Operational Limits: Max. | MW | DOUBLE
ElmSym | Pmin_uc | Active Power Operational Limits: Min. | MW | DOUBLE
ElmSym | P_max | Active Power: Rating: Max. | MW | DOUBLE
ElmSym | P_min | Min. | MW | DOUBLE
ElmSym | q_min | Reactive Power Operational Limits: Min. | p.u. | DOUBLE
ElmSym | q_max | Reactive Power Operational Limits: Max. | p.u. | DOUBLE
ElmSym | cQ_min | Reactive Power Operational Limits: Minimum | Mvar | DOUBLE
ElmSym | cQ_max | Reactive Power Operational Limits: Maximum | Mvar | DOUBLE
ElmSym | pQlimType | Reactive Power Operational Limits: Capability Curve | IntQlim | OBJECT
ElmSym | i_mot | Generator/Motor |  | INTEGER
ElmSym | Kpf | Dispatch: Prim. Frequency Bias | MW/Hz | DOUBLE
ElmSym | c_pmod | Model |  | OBJECT
ElmSym | cCategory | Plant Category |  | STRING
ElmSym | GPSlat | Geographical Position: Latitude / Northing | deg | DOUBLE
ElmSym | GPSlon | Geographical Position: Longitude / Easting | deg | DOUBLE
ElmSym | aCategory | Plant Category |  | STRING
ElmSym | allowConsumMode | Separate consumption mode |  | INTEGER
ElmSym | allowGenMode | Separate generation mode |  | INTEGER
ElmSym | appr_modif | Approval Information: Modified |  | INTEGER64
ElmSym | appr_status | Approval Information: Status |  | INTEGER
ElmSym | availFactor | Availability Factor | % | DOUBLE
ElmSym | avgCosts | Average costs | USD/MWh | DOUBLE
ElmSym | avgCostsUc | Piecewise linearisation for LP: Average costs | USD/MWh | DOUBLE
ElmSym | beta | Wind Model Weibull Distribution for Wind Speed: Beta |  | DOUBLE
ElmSym | bustp | Corresponding Bus Type: |  | STRING
ElmSym | cap_P | Act.Power | MW | DOUBLE_VEC
ElmSym | cap_P:avg | Act.Power, Average | MW | DOUBLE
ElmSym | cap_P:max | Act.Power, Maximum | MW | DOUBLE
ElmSym | cap_P:min | Act.Power, Minimum | MW | DOUBLE
ElmSym | cap_P:std | Act.Power, Standard deviation | MW | DOUBLE
ElmSym | cap_P:sum | Act.Power, Sum | MW | DOUBLE
ElmSym | cap_P:varia | Act.Power, Variance | MW | DOUBLE
ElmSym | cap_Qmn | Min. | Mvar | DOUBLE_VEC
ElmSym | cap_Qmn:avg | Min., Average | Mvar | DOUBLE
ElmSym | cap_Qmn:max | Min., Maximum | Mvar | DOUBLE
ElmSym | cap_Qmn:min | Min., Minimum | Mvar | DOUBLE
ElmSym | cap_Qmn:std | Min., Standard deviation | Mvar | DOUBLE
ElmSym | cap_Qmn:sum | Min., Sum | Mvar | DOUBLE
ElmSym | cap_Qmn:varia | Min., Variance | Mvar | DOUBLE
ElmSym | cap_Qmx | Max. | Mvar | DOUBLE_VEC
ElmSym | cap_Qmx:avg | Max., Average | Mvar | DOUBLE
ElmSym | cap_Qmx:max | Max., Maximum | Mvar | DOUBLE
ElmSym | cap_Qmx:min | Max., Minimum | Mvar | DOUBLE
ElmSym | cap_Qmx:std | Max., Standard deviation | Mvar | DOUBLE
ElmSym | cap_Qmx:sum | Max., Sum | Mvar | DOUBLE
ElmSym | cap_Qmx:varia | Max., Variance | Mvar | DOUBLE
ElmSym | ccost:avg | Costs, Average | USD/h | DOUBLE
ElmSym | ccost:max | Costs, Maximum | USD/h | DOUBLE
ElmSym | ccost:min | Costs, Minimum | USD/h | DOUBLE
ElmSym | ccost:std | Costs, Standard deviation | USD/h | DOUBLE
ElmSym | ccost:sum | Costs, Sum | USD/h | DOUBLE
ElmSym | ccost:varia | Costs, Variance | USD/h | DOUBLE
ElmSym | cCtrlUsageP | Control usage: Active Power:Preventive only:Curative only:Preventive and curative |  | INTEGER
ElmSym | cCtrlUsageQ | Control usage: Reactive Power:Preventive only:Curative only:Preventive and curative |  | INTEGER
ElmSym | cCurativeLimP_PU | Control usage: Max. curative active power deviation | p.u. | DOUBLE
ElmSym | cCurativeLimQ_PU | Control usage: Max. curative reactive power deviation | p.u. | DOUBLE
ElmSym | cDisplayName | Display Name |  | STRING
ElmSym | cfixedCosts | Consumption mode: Fixed costs | USD/h | DOUBLE
ElmSym | cgnd | Internal Grounding Impedance: Star Point:Connected:Not connected |  | INTEGER
ElmSym | ciDist | Distance from infeed in number of buses |  | INTEGER
ElmSym | ciDistAll | Distance from infeed in number of buses including switches |  | INTEGER
ElmSym | ciDistAllRoot | Distance from first infeed in number of buses including switches |  | INTEGER
ElmSym | ciDistRoot | Distance from first infeed in number of buses |  | INTEGER
ElmSym | ciEarthed | Earthed |  | INTEGER
ElmSym | ciEnergized | Energized |  | INTEGER
ElmSym | ciLater | Lateral Index |  | INTEGER
ElmSym | ciOutaged | Planned Outage |  | INTEGER
ElmSym | cIsDiscreteCtrlP | Restriction to discrete active power values |  | INTEGER
ElmSym | cIsMustRunUC | Additional constraints for controls: Must run |  | INTEGER
ElmSym | cIsPcurrAllowed | Allow current active power value |  | INTEGER
ElmSym | cnwsamples | Wind Model Time Series Characteristics: Annual Samples: Number of Samples |  | INTEGER
ElmSym | coldStartTime | Start-up costs: Cold-start time | h | DOUBLE
ElmSym | commissionDate | Commissioning Date |  | STRING
ElmSym | constr | Year of Construction |  | INTEGER
ElmSym | consumCosts | Consumption mode: Consumption costs | USD/MWh | DOUBLE
ElmSym | cosgini_a | Actual Dispatch: Power Factor (act.) |  | DOUBLE
ElmSym | cosimModel | Used for Co-simulation |  | INTEGER
ElmSym | cost_up | Start-up costs: Warm-start costs | USD | DOUBLE
ElmSym | costColdStart | Start-up costs: Cold-start costs | USD | DOUBLE
ElmSym | costCurtailment | Costs for curtailment | USD/MWh | DOUBLE
ElmSym | costp | Costs per MW | USD/MW | DOUBLE
ElmSym | costRedispatchDown | Additional redispatch costs: Downward active power redispatch costs | USD/MWh | DOUBLE
ElmSym | costRedispatchP | Redispatch costs for active power change | USD/MWh | DOUBLE
ElmSym | costRedispatchQ | Redispatch costs for reactive power change | USD/Mvarh | DOUBLE
ElmSym | costRedispatchUp | Additional redispatch costs: Upward active power redispatch costs | USD/MWh | DOUBLE
ElmSym | costShutDown | Shut-down costs | USD | DOUBLE
ElmSym | cpGrid | Grid | ElmNet | OBJECT
ElmSym | cpHeadFold | Head Folder |  | OBJECT
ElmSym | cpower:avg | Power, Average | MW | DOUBLE
ElmSym | cpower:max | Power, Maximum | MW | DOUBLE
ElmSym | cpower:min | Power, Minimum | MW | DOUBLE
ElmSym | cpower:std | Power, Standard deviation | MW | DOUBLE
ElmSym | cpower:sum | Power, Sum | MW | DOUBLE
ElmSym | cpower:varia | Power, Variance | MW | DOUBLE
ElmSym | cq_max | Reactive Power Operational Limits: Max. | p.u. | DOUBLE
ElmSym | cq_min | Reactive Power Operational Limits: Min. | p.u. | DOUBLE
ElmSym | ctag | Mechanical load: Acceleration time const. from type | s | DOUBLE
ElmSym | ctagtot | Mechanical load: Total acceleration time const. | s | DOUBLE
ElmSym | ctrlUsageP | Control usage: Active Power:Preventive only:Curative only:Preventive and curative |  | INTEGER
ElmSym | ctrlUsageQ | Control usage: Reactive Power:Preventive only:Curative only:Preventive and curative |  | INTEGER
ElmSym | curativeCosts | Control usage: Costs for curative power deviation | USD/MVAh | DOUBLE
ElmSym | curativeLimP | Control usage: Max. curative active power deviation | MW | DOUBLE
ElmSym | curativeLimQ | Control usage: Max. curative reactive power deviation | Mvar | DOUBLE
ElmSym | cUserDefIndex | User defined Index |  | INTEGER
ElmSym | dat_src | Data source |  | STRING
ElmSym | ddroop | Voltage Droop: Droop | % | DOUBLE
ElmSym | discMethCostOp | Piecewise linearisation for LP |  | INTEGER
ElmSym | dispatch | Generator Dispatch |  | INTEGER
ElmSym | dphi | Change of phi effect on stability (RMS - Standard model) (for testing only) | rad | DOUBLE
ElmSym | dpl1 | dpl1 |  | DOUBLE
ElmSym | dpl2 | dpl2 |  | DOUBLE
ElmSym | dpl3 | dpl3 |  | DOUBLE
ElmSym | dpl4 | dpl4 |  | DOUBLE
ElmSym | dpl5 | dpl5 |  | DOUBLE
ElmSym | drawInrush | Time-overcurrent plot: Draw Inrush Current |  | INTEGER
ElmSym | drawStall | Time-overcurrent plot: Draw Thermal Overload |  | INTEGER
ElmSym | dsecres | Reserve |  | DOUBLE
ElmSym | EDS | Stochastic Model for Generation: Expectancy of derated states | h/a | DOUBLE
ElmSym | efdBaseRatio | Excitation system: Efd base ratio |  | DOUBLE
ElmSym | efficiencyLPconsum | Efficiency: Used efficiency (consumption) |  | DOUBLE
ElmSym | efficiencyLPgen | Efficiency: Used efficiency (generation) |  | DOUBLE
ElmSym | FAY | Stochastic Model for Generation: Full Availability Expectancy | h/a | DOUBLE
ElmSym | fixed | Must run |  | INTEGER
ElmSym | fixedCosts | Fixed costs | USD/h | DOUBLE
ElmSym | FOE | Stochastic Model for Generation: Forced Outage Expectancy | h/a | DOUBLE
ElmSym | genShiftKey | Generation shift key | % | DOUBLE
ElmSym | gnrl_modif | Object modified |  | INTEGER64
ElmSym | gratio | Mechanical load: Gear ratio |  | DOUBLE
ElmSym | i_avr | Use integrated AVR for motor starting |  | INTEGER
ElmSym | i_cap | User defined Capability Curve |  | INTEGER
ElmSym | i_prty | Active power control: Priority |  | INTEGER
ElmSym | i_spin | Spinning if circuit-breaker is open |  | INTEGER
ElmSym | iAstabint | A-stable integration algorithm |  | INTEGER
ElmSym | iComDate | Commissioning Date |  | INTEGER64
ElmSym | ictpg | Controls: Active Power |  | INTEGER
ElmSym | ictqg | Controls: Reactive Power |  | INTEGER
ElmSym | iestp | State Estimation: Estimate Active Power |  | INTEGER
ElmSym | iestq | State Estimation: Estimate Reactive Power |  | INTEGER
ElmSym | ifdBaseType | Excitation system: Excitation base mode |  | STRING
ElmSym | ifdBaseValue | Ifd base current |  | DOUBLE
ElmSym | ignd | Star Point:&0&grounded:&2&isolated |  | INTEGER
ElmSym | iHmcType | Harmonic Load Flow: Harmonic Model:Thevenin Equivalent:Ideal Voltage Source:Impedance |  | INTEGER
ElmSym | iInterPol | Approximation:Spline:Piecewise linear:Polynomial:Hermite |  | INTEGER
ElmSym | iintgnd | Neutral Conductor: N-Connection:None:At terminal (ABC-N):Separate terminal |  | INTEGER
ElmSym | Inom | Nominal Current | kA | DOUBLE
ElmSym | iOPFCPmax | Active Power Operational Limits: Max. |  | INTEGER
ElmSym | iOPFCPmin | Active Power Operational Limits: Min. |  | INTEGER
ElmSym | iOPFCQmax | Reactive Power Operational Limits: Max. |  | INTEGER
ElmSym | iOPFCQmin | Reactive Power Operational Limits: Min. |  | INTEGER
ElmSym | iopt_windm | Wind Model: Wind Model |  | INTEGER
ElmSym | ip_mode | Forced voltage angle control (const. phi) |  | INTEGER
ElmSym | iqtype | Reactive Power Operational Limits: Use limits specified in type |  | INTEGER
ElmSym | Irze | Rated Current of Grounding | kA | DOUBLE_VEC
ElmSym | is4SpinReserve | Consider for region spinning reserve |  | INTEGER
ElmSym | iSchemeStatus | Scheme Status |  | INTEGER
ElmSym | isConsCostOp | Operating costs |  | INTEGER
ElmSym | isConsCostsRedispatch | Additional redispatch costs |  | INTEGER
ElmSym | isConsShutDownCost | Shut-down costs |  | INTEGER
ElmSym | isConsStartUpCost | Start-up costs |  | INTEGER
ElmSym | isConstrRamp | Ramp rate constraints |  | INTEGER
ElmSym | isConstrUpDown | Start-up/shut-down time constraints |  | INTEGER
ElmSym | isCtrlFixedToLdfVal | Additional constraints for controls: Fix controls to Load Flow values |  | INTEGER
ElmSym | isCtrlP | Controls: Active power |  | INTEGER
ElmSym | isCtrlPplacement | Optimise active power |  | INTEGER
ElmSym | isCtrlQ | Controls: Reactive power |  | INTEGER
ElmSym | isDiscreteCtrlP | Restriction to discrete active power values |  | INTEGER
ElmSym | isLimPmax | Active Power Operational Limits: Max. |  | INTEGER
ElmSym | isLimPmin | Active Power Operational Limits: Min. |  | INTEGER
ElmSym | isLimQmax | Reactive Power Operational Limits: Max. |  | INTEGER
ElmSym | isLimQmin | Reactive Power Operational Limits: Min. |  | INTEGER
ElmSym | isMustRunUC | Additional constraints for controls: Must run |  | INTEGER
ElmSym | isPcurrAllowed | Restriction to discrete active power values: Allow current active power value |  | INTEGER
ElmSym | isRPR | Optimisation of reactive power reserve |  | INTEGER
ElmSym | isVRE | Generator usage: Generator usage:Single thermal generation unit:Variable renewable energy source (VRE):Coupled with storage model:Part of Virtual Power Plant |  | INTEGER
ElmSym | iWindGen | Wind Generator |  | INTEGER
ElmSym | Jme | Mechanical load: Moment of inertia | kgm^2 | DOUBLE
ElmSym | lambda | Wind Model Weibull Distribution for Wind Speed: Lambda | m/s | DOUBLE
ElmSym | limRampDown | Ramp rate constraints: Ramp-down limit | MW/h | DOUBLE
ElmSym | limRampDownPU | Ramp rate constraints: Ramp-down limit | p.u./h | DOUBLE
ElmSym | limRampShutDown | Ramp rate constraints: Shut-down ramp limit | MW | DOUBLE
ElmSym | limRampShutDownPU | Ramp rate constraints: Shut-down ramp limit | p.u. | DOUBLE
ElmSym | limRampStartUp | Ramp rate constraints: Start-up ramp limit | MW | DOUBLE
ElmSym | limRampStartUpPU | Ramp rate constraints: Start-up ramp limit | p.u. | DOUBLE
ElmSym | limRampUp | Ramp rate constraints: Ramp-up limit | MW/h | DOUBLE
ElmSym | limRampUpPU | Ramp rate constraints: Ramp-up limit | p.u./h | DOUBLE
ElmSym | mdmex | Mechanical load: Exponent |  | DOUBLE
ElmSym | mdmlp | Mechanical load: Proportional Factor | p.u. | DOUBLE
ElmSym | mean | Wind Model Weibull Distribution for Wind Speed: Mean | m/s | DOUBLE
ElmSym | minDownTime | Start-up/shut-down time constraints: Minimum down-time | h | DOUBLE
ElmSym | minUpTime | Start-up/shut-down time constraints: Minimum up-time | h | DOUBLE
ElmSym | mode_pgi | Model:Active power input:Wind speed input |  | INTEGER
ElmSym | numBreakpointsCostOp | Piecewise linearisation for LP: Number of breakpoints |  | INTEGER
ElmSym | oid_ | ObjectID |  | INTEGER64
ElmSym | outServPzero | Out of service when active power is zero |  | INTEGER
ElmSym | p_direc | Dispatch: Power Direction:P>=0:P<0 |  | INTEGER
ElmSym | pCharYrMW | Wind Model Time Series Characteristics: Annual Samples: Time Series Characteristics of Active Power Contribution (MW) | ChaVec,ChaVecfile,ChaTime,ChaProfile | OBJECT_VEC
ElmSym | pCharYrWS | Wind Model Time Series Characteristics: Annual Samples: Time Series Characteristics for Wind Speed (m/s) | ChaVec,ChaVecfile,ChaTime,ChaProfile | OBJECT_VEC
ElmSym | Pctrl | Active power control: Active power steps:fixed:continuous:1:2:3:4:5:6:7:8:9:10 |  | INTEGER
ElmSym | penaltyCosts | Penalty costs | USD/MWh | DOUBLE
ElmSym | pf_recap_a | Actual Dispatch: Power Factor Ind/Cap (act.) |  | STRING
ElmSym | pG | Range of Voltage Regulation (+/-) | % | DOUBLE
ElmSym | pgini_a | Actual Dispatch: Active Power (act.) | MW | DOUBLE
ElmSym | phtech | Technology |  | INTEGER
ElmSym | pid_ | ProjectID |  | INTEGER64
ElmSym | Pmax_a | Pmax(act.) | MW | DOUBLE
ElmSym | Pmax_ucPU | Active Power Operational Limits: Max. | p.u. | DOUBLE
ElmSym | PmaxInv | Separate consumption mode: Max. | MW | DOUBLE
ElmSym | PmaxInvPU | Separate consumption mode: Max. | p.u. | DOUBLE
ElmSym | pmaxratf | Active Power: Rating: Rating Factor |  | DOUBLE
ElmSym | Pmin_a | Pmin(act.) | MW | DOUBLE
ElmSym | Pmin_ucPU | Active Power Operational Limits: Min. | p.u. | DOUBLE
ElmSym | PminInv | Separate consumption mode: Min. | MW | DOUBLE
ElmSym | PminInvPU | Separate consumption mode: Min. | p.u. | DOUBLE
ElmSym | Pngrel | Stochastic Model for Generation: Based on rated active power (Pr) | MW | DOUBLE
ElmSym | Pnom | Active Power Operational Limits: Pr(rated) | MW | DOUBLE
ElmSym | polyDegree | Polynomial degree |  | INTEGER
ElmSym | priority | Merit Order |  | INTEGER
ElmSym | qgini_a | Actual Dispatch: Reactive Power (act.) | Mvar | DOUBLE
ElmSym | Qmax_a | Qmax(act.) | Mvar | DOUBLE
ElmSym | Qmin_a | Qmin(act.) | Mvar | DOUBLE
ElmSym | QtargetBase | Optimisation of reactive power reserve: Base:Reactive power limits:Rated apparent power |  | INTEGER
ElmSym | QtargetRPR | Optimisation of reactive power reserve: Q target value | % | DOUBLE
ElmSym | resy | Internal Grounding Impedance: Resistance, Re | Ohm | DOUBLE
ElmSym | rf_st | Use integrated AVR for motor starting: Starting field resistance | p.u. | DOUBLE
ElmSym | scaleQmax | Reactive Power Operational Limits: Scaling Factor (max.) | % | DOUBLE
ElmSym | scaleQmin | Reactive Power Operational Limits: Scaling Factor (min.) | % | DOUBLE
ElmSym | sgini_a | Actual Dispatch: Apparent Power (act.) | MVA | DOUBLE
ElmSym | smoothfac | Smoothing factor | % | DOUBLE
ElmSym | speed_th | Use integrated AVR for motor starting: Trigger excitation at speed | p.u. | DOUBLE
ElmSym | speedinit | Initial speed | p.u. | DOUBLE
ElmSym | stowind | Wind Model |  | INTEGER
ElmSym | tid_ | TimeID |  | INTEGER64
ElmSym | Tstart | Time-overcurrent plot: Starting Time | s | DOUBLE
ElmSym | usp_max | Voltage Setpoint Limits: Max. Voltage Setpoint | p.u. | DOUBLE
ElmSym | usp_min | Voltage Setpoint Limits: Min. Voltage Setpoint | p.u. | DOUBLE
ElmSym | variance | Wind Model Weibull Distribution for Wind Speed: Variance | m/s | DOUBLE
ElmSym | ve_const | Use integrated AVR for motor starting: Constant field voltage | p.u. | DOUBLE
ElmSym | ve_rated | Use integrated AVR for motor starting: Rated field voltage | p.u. | DOUBLE
ElmSym | vecBreakpointsP:avg | Piecewise linearisation for LP: Power, Average | MW | DOUBLE
ElmSym | vecBreakpointsP:max | Piecewise linearisation for LP: Power, Maximum | MW | DOUBLE
ElmSym | vecBreakpointsP:min | Piecewise linearisation for LP: Power, Minimum | MW | DOUBLE
ElmSym | vecBreakpointsP:std | Piecewise linearisation for LP: Power, Standard deviation | MW | DOUBLE
ElmSym | vecBreakpointsP:sum | Piecewise linearisation for LP: Power, Sum | MW | DOUBLE
ElmSym | vecBreakpointsP:varia | Piecewise linearisation for LP: Power, Variance | MW | DOUBLE
ElmSym | vecDiscreteCtrlPvals:avg | Restriction to discrete active power values: Valid active power values, Average | % | DOUBLE
ElmSym | vecDiscreteCtrlPvals:max | Restriction to discrete active power values: Valid active power values, Maximum | % | DOUBLE
ElmSym | vecDiscreteCtrlPvals:min | Restriction to discrete active power values: Valid active power values, Minimum | % | DOUBLE
ElmSym | vecDiscreteCtrlPvals:std | Restriction to discrete active power values: Valid active power values, Standard deviation | % | DOUBLE
ElmSym | vecDiscreteCtrlPvals:sum | Restriction to discrete active power values: Valid active power values, Sum | % | DOUBLE
ElmSym | vecDiscreteCtrlPvals:varia | Restriction to discrete active power values: Valid active power values, Variance | % | DOUBLE
ElmSym | vecStartUpCosts:avg | Start-up costs: Start-up costs, Average | USD | DOUBLE
ElmSym | vecStartUpCosts:max | Start-up costs: Start-up costs, Maximum | USD | DOUBLE
ElmSym | vecStartUpCosts:min | Start-up costs: Start-up costs, Minimum | USD | DOUBLE
ElmSym | vecStartUpCosts:std | Start-up costs: Start-up costs, Standard deviation | USD | DOUBLE
ElmSym | vecStartUpCosts:sum | Start-up costs: Start-up costs, Sum | USD | DOUBLE
ElmSym | vecStartUpCosts:varia | Start-up costs: Start-up costs, Variance | USD | DOUBLE
ElmSym | vecStartUpTimes:avg | Start-up costs: Down-time, Average | >=h | DOUBLE
ElmSym | vecStartUpTimes:max | Start-up costs: Down-time, Maximum | >=h | DOUBLE
ElmSym | vecStartUpTimes:min | Start-up costs: Down-time, Minimum | >=h | DOUBLE
ElmSym | vecStartUpTimes:std | Start-up costs: Down-time, Standard deviation | >=h | DOUBLE
ElmSym | vecStartUpTimes:sum | Start-up costs: Down-time, Sum | >=h | DOUBLE
ElmSym | vecStartUpTimes:varia | Start-up costs: Down-time, Variance | >=h | DOUBLE
ElmSym | windspeed | Dispatch: Wind speed | m/s | DOUBLE
ElmSym | windspeed_a | Actual Dispatch: Wind speed (act.) | m/s | DOUBLE
ElmSym | xesy | Internal Grounding Impedance: Reactance, Xe | Ohm | DOUBLE
ElmLod | loc_name | Name |  | STRING
ElmLod | outserv | Out of Service |  | INTEGER
ElmLod | fold_id | In Folder |  | OBJECT
ElmLod | bus1 | Terminal | StaCubic | OBJECT
ElmLod | mode_inp | Input Mode |  | STRING
ElmLod | plini | Operating Point: Active Power | MW | DOUBLE
ElmLod | qlini | Operating Point: Reactive Power | Mvar | DOUBLE
ElmLod | slini | Operating Point: Apparent Power | MVA | DOUBLE
ElmLod | coslini | Operating Point: Power Factor |  | DOUBLE
ElmLod | pf_recap | Operating Point: Power Factor:ind.:cap. |  | INTEGER
ElmLod | ilini | Operating Point: Current | kA | DOUBLE
ElmLod | u0 | Operating Point: Voltage | p.u. | DOUBLE
ElmLod | scale0 | Operating Point: Scaling Factor |  | DOUBLE
ElmLod | i_sym | Balanced/Unbalanced |  | INTEGER
ElmLod | phtech | Technology |  | STRING
ElmLod | GPSlat | Geographical Position: Latitude / Northing | deg | DOUBLE
ElmLod | GPSlon | Geographical Position: Longitude / Easting | deg | DOUBLE
ElmLod | appr_modif | Approval Information: Modified |  | INTEGER64
ElmLod | appr_status | Approval Information: Status |  | INTEGER
ElmLod | av_mode | Local Controller |  | STRING
ElmLod | Bc_hv | HV Capacitance | Mvar | DOUBLE
ElmLod | Bc_lv | Additional LV Capacitance | Mvar | DOUBLE
ElmLod | Bss | Shunt capacitor at LV bus, Bss | p.u. | DOUBLE
ElmLod | cBasedOn | based on | MVA | DOUBLE
ElmLod | cDisplayName | Display Name |  | STRING
ElmLod | cEstPhases | Estimate phases |  | STRING_VEC
ElmLod | ciDist | Distance from infeed in number of buses |  | INTEGER
ElmLod | ciDistAll | Distance from infeed in number of buses including switches |  | INTEGER
ElmLod | ciDistAllRoot | Distance from first infeed in number of buses including switches |  | INTEGER
ElmLod | ciDistRoot | Distance from first infeed in number of buses |  | INTEGER
ElmLod | ciEarthed | Earthed |  | INTEGER
ElmLod | ciEnergized | Energized |  | INTEGER
ElmLod | ciLater | Lateral Index |  | INTEGER
ElmLod | ciOutaged | Planned Outage |  | INTEGER
ElmLod | commissionDate | Commissioning Date |  | STRING
ElmLod | constr | Year of Construction |  | INTEGER
ElmLod | coslini_a | cos(phi)(act.) |  | DOUBLE
ElmLod | coslinir | Phase 1: Power Factor |  | DOUBLE
ElmLod | coslinir_a | Ph 1:cos(phi)(act.) |  | DOUBLE
ElmLod | coslinis | Phase 2: Power Factor |  | DOUBLE
ElmLod | coslinis_a | Ph 2:cos(phi)(act.) |  | DOUBLE
ElmLod | coslinit | Phase 3: Power Factor |  | DOUBLE
ElmLod | coslinit_a | Ph 3:cos(phi)(act.) |  | DOUBLE
ElmLod | cpArea | Area | ElmArea | OBJECT
ElmLod | cpGrid | Grid | ElmNet | OBJECT
ElmLod | cpHeadFold | Head Folder |  | OBJECT
ElmLod | ctotIks | Fault Contribution: Total contribution (transient) | kA | DOUBLE
ElmLod | ctotIksmin | Total contribution (transient) | kA | DOUBLE
ElmLod | ctotIkss | Fault Contribution: Total contribution (subtransient) | kA | DOUBLE
ElmLod | ctotIkssmin | Fault Contribution: Total contribution (subtransient) | kA | DOUBLE
ElmLod | ctotSks | Fault Contribution: Total contribution (transient) | MVA | DOUBLE
ElmLod | ctotSksmin | Total contribution (transient) | MVA | DOUBLE
ElmLod | ctotSkss | Fault Contribution: Total contribution (subtransient) | MVA | DOUBLE
ElmLod | ctotSkssmin | Fault Contribution: Total contribution (subtransient) | MVA | DOUBLE
ElmLod | cTrans | Load shedding/transfer (Transmission Option): Resulting | % | DOUBLE
ElmLod | ctrlUsage | Control usage: Load shedding:Preventive only:Curative only:Preventive and curative |  | INTEGER
ElmLod | curativeCosts | Control usage: Costs for curative power deviation | USD/MVAh | DOUBLE
ElmLod | curativeLim | Control usage: Max. curative power deviation | % | DOUBLE
ElmLod | cUserDefIndex | User defined Index |  | INTEGER
ElmLod | dat_src | Data source |  | STRING
ElmLod | dpl1 | dpl1 |  | DOUBLE
ElmLod | dpl2 | dpl2 |  | DOUBLE
ElmLod | dpl3 | dpl3 |  | DOUBLE
ElmLod | dpl4 | dpl4 |  | DOUBLE
ElmLod | dpl5 | dpl5 |  | DOUBLE
ElmLod | dudropLVfeed | LV Voltage Changes: Maximum Voltage Drop (LV Grid) | % | DOUBLE
ElmLod | duriseLVfeed | LV Voltage Changes: Maximum Voltage Rise (LV Grid) | % | DOUBLE
ElmLod | Fb | Fraction of feeder Q-comp., Fb |  | DOUBLE
ElmLod | Fel | Electronic load fraction |  | DOUBLE
ElmLod | Fma | Motor A fraction |  | DOUBLE
ElmLod | Fmb | Motor B fraction |  | DOUBLE
ElmLod | Fmc | Motor C fraction |  | DOUBLE
ElmLod | Fmd | Motor D fraction |  | DOUBLE
ElmLod | fSCDF | Interruption costs: Scaling factor |  | DOUBLE
ElmLod | gnrl_modif | Object modified |  | INTEGER64
ElmLod | i_normPQext | Pext, Qext input signals normalised to load flow voltage |  | INTEGER
ElmLod | i_pini | State Estimation: Estimate Active Power |  | INTEGER
ElmLod | i_prty | Priority |  | INTEGER
ElmLod | i_qini | State Estimation: Estimate Reactive Power |  | INTEGER
ElmLod | i_rem | Remote Control |  | INTEGER
ElmLod | i_scale | Operating Point: Adjusted by Load Scaling |  | INTEGER
ElmLod | i_scaleini | State Estimation: Estimate Scaling Factor |  | INTEGER
ElmLod | iAstabint | A-stable integration algorithm |  | INTEGER
ElmLod | iComDate | Commissioning Date |  | INTEGER64
ElmLod | icurref | Harmonic Current Injections: Harmonic currents referred to |  | INTEGER
ElmLod | iecfltcont | Fault Contribution |  | INTEGER
ElmLod | iecShcModel | Fault Contribution: Short-Circuit Model:Static converter-fed drive:Equivalent synchronous machine |  | INTEGER
ElmLod | Iks | Fault Contribution Scalable Fault Contribution: Transient Short-Circuit Current | kA/MW | DOUBLE
ElmLod | Iksfix | Fault Contribution Fixed Fault Contribution: Transient Short-Circuit Level | kA | DOUBLE
ElmLod | Iksfixmin | Fixed Fault Contribution: Transient Short-Circuit Level | kA | DOUBLE
ElmLod | Ikss | Fault Contribution Scalable Fault Contribution: Subtransient Short-Circuit Current | kA/MW | DOUBLE
ElmLod | Ikssfix | Fault Contribution Fixed Fault Contribution: Subtransient Short-Circuit Level | kA | DOUBLE
ElmLod | Ikssfixmin | Fault Contribution Fixed Fault Contribution: Subtransient Short-Circuit Level | kA | DOUBLE
ElmLod | ilini_a | I(act.) | kA | DOUBLE
ElmLod | ilinir | Phase 1: Current | kA | DOUBLE
ElmLod | ilinir_a | Ph 1:I(act.) | kA | DOUBLE
ElmLod | ilinis | Phase 2: Current | kA | DOUBLE
ElmLod | ilinis_a | Ph 2:I(act.) | kA | DOUBLE
ElmLod | ilinit | Phase 3: Current | kA | DOUBLE
ElmLod | ilinit_a | Ph 3:I(act.) | kA | DOUBLE
ElmLod | iLoadTrf | Consider Load Transformer |  | INTEGER
ElmLod | Inom | Nominal Current | kA | DOUBLE
ElmLod | iopt_type | Allow Load-Ramp Event |  | INTEGER
ElmLod | Irated | Harmonic Current Injections: Rated Current | kA | DOUBLE
ElmLod | iSchemeStatus | Scheme Status |  | INTEGER
ElmLod | isCtrlLdShed | Controls for Unit Commitment: Allow load shedding |  | INTEGER
ElmLod | iShedding | Controls: Allow load shedding |  | INTEGER
ElmLod | iv_mode | Local Controller |  | INTEGER
ElmLod | LTC | LTC flag , LTC:0:1:-1 |  | INTEGER
ElmLod | NrCust | Number of connected customers |  | INTEGER
ElmLod | oid_ | ObjectID |  | INTEGER64
ElmLod | OptCost | Interruption costs: Unit |  | INTEGER
ElmLod | p_direc | Operating Point: Power Direction:P>=0:P<0 |  | INTEGER
ElmLod | p_direcr | Phase 1: Power Direction:P>=0:P<0 |  | INTEGER
ElmLod | p_direcs | Phase 2: Power Direction:P>=0:P<0 |  | INTEGER
ElmLod | p_direct | Phase 3: Power Direction:P>=0:P<0 |  | INTEGER
ElmLod | pcontract | Contracted Active Power | MW | DOUBLE
ElmLod | pf_recapr | Phase 1: Power Factor:ind.:cap. |  | INTEGER
ElmLod | pf_recaps | Phase 2: Power Factor:ind.:cap. |  | INTEGER
ElmLod | pf_recapt | Phase 3: Power Factor:ind.:cap. |  | INTEGER
ElmLod | pid_ | ProjectID |  | INTEGER64
ElmLod | plini_a | P(act.) | MW | DOUBLE
ElmLod | plinir | Phase 1: Active Power | MW | DOUBLE
ElmLod | plinir_a | Ph 1:P(act.) | MW | DOUBLE
ElmLod | plinis | Phase 2: Active Power | MW | DOUBLE
ElmLod | plinis_a | Ph 2:P(act.) | MW | DOUBLE
ElmLod | plinit | Phase 3: Active Power | MW | DOUBLE
ElmLod | plinit_a | Ph 3:P(act.) | MW | DOUBLE
ElmLod | q0qvref | Q(V)-Characteristic: Q reference | p.u. | DOUBLE
ElmLod | Q0qvref | Q(V)-Characteristic: Q reference | Mvar | DOUBLE
ElmLod | qlini_a | Q(act.) | Mvar | DOUBLE
ElmLod | qlinir | Phase 1: Reactive Power | Mvar | DOUBLE
ElmLod | qlinir_a | Ph 1:Q(act.) | Mvar | DOUBLE
ElmLod | qlinis | Phase 2: Reactive Power | Mvar | DOUBLE
ElmLod | qlinis_a | Ph 2:Q(act.) | Mvar | DOUBLE
ElmLod | qlinit | Phase 3: Reactive Power | Mvar | DOUBLE
ElmLod | qlinit_a | Ph 3:Q(act.) | Mvar | DOUBLE
ElmLod | r0 | Consider Load Transformer: r0 | p.u. | DOUBLE
ElmLod | r1Sbasepu | r1(shc) (Sbase) | p.u. | DOUBLE
ElmLod | r2Sbasepu | r2(shc) (Sbase) | p.u. | DOUBLE
ElmLod | ramp_type | Allow Load-Ramp Event |  | INTEGER
ElmLod | Rfdr | Feeder R, Rfdr | p.u. | DOUBLE
ElmLod | rtox | Fault Contribution: R to X'' ratio |  | DOUBLE
ElmLod | rtoxmin | Fault Contribution: R to X'' ratio |  | DOUBLE
ElmLod | scale0_a | Scaling Factor(act.) |  | DOUBLE
ElmLod | shed | Load shedding/transfer (Transmission Option): Shedding steps:infinite:1:2:3:4:5:6:7:8:9:10 |  | INTEGER
ElmLod | shedcost | Costs: Costs for load shedding | USD/MVAh | DOUBLE
ElmLod | shedmax | Load shedding constraints for apparent power: Max. load shedding | % | DOUBLE
ElmLod | shedmin | Load shedding constraints for apparent power: Min. load shedding | % | DOUBLE
ElmLod | Sks | Fault Contribution Scalable Fault Contribution: Transient Short-Circuit Level | MVA/MW | DOUBLE
ElmLod | Sksfix | Fault Contribution Fixed Fault Contribution: Transient Short-Circuit Level | MVA | DOUBLE
ElmLod | Sksfixmin | Fixed Fault Contribution: Transient Short-Circuit Level | MVA | DOUBLE
ElmLod | Skss | Fault Contribution Scalable Fault Contribution: Subtransient Short-Circuit Level | MVA/MW | DOUBLE
ElmLod | Skssfix | Fault Contribution Fixed Fault Contribution: Subtransient Short-Circuit Level | MVA | DOUBLE
ElmLod | Skssfixmin | Fault Contribution Fixed Fault Contribution: Subtransient Short-Circuit Level | MVA | DOUBLE
ElmLod | slini_a | S(act.) | MVA | DOUBLE
ElmLod | slinir | Phase 1: Apparent Power | MVA | DOUBLE
ElmLod | slinir_a | Ph 1:S(act.) | MVA | DOUBLE
ElmLod | slinis | Phase 2: Apparent Power | MVA | DOUBLE
ElmLod | slinis_a | Ph 2:S(act.) | MVA | DOUBLE
ElmLod | slinit | Phase 3: Apparent Power | MVA | DOUBLE
ElmLod | slinit_a | Ph 3:S(act.) | MVA | DOUBLE
ElmLod | Strat | Consider Load Transformer: Rated Power | MVA | DOUBLE
ElmLod | tid_ | TimeID |  | INTEGER64
ElmLod | trans | Load shedding/transfer (Transmission Option): Transferable | % | DOUBLE
ElmLod | u0qvref | Q(V)-Characteristic: Reference voltage | p.u. | DOUBLE
ElmLod | Vmax | LTC Vmax, Vmax | p.u. | DOUBLE
ElmLod | Vmin | LTC Vmin, Vmin | p.u. | DOUBLE
ElmLod | x0 | Consider Load Transformer: x0 | p.u. | DOUBLE
ElmLod | x1sSbasepu | x1'(shc) (Sbase) | p.u. | DOUBLE
ElmLod | x1ssSbasepu | x1''(shc) (Sbase) | p.u. | DOUBLE
ElmLod | x2Sbasepu | x2(shc) (Sbase) | p.u. | DOUBLE
ElmLod | Xfdr | Feeder X, Xfdr | p.u. | DOUBLE
ElmLod | xt | Load Transformer Reactance | % | DOUBLE
ElmLod | xtor | Fault Contribution: X'' to R ratio |  | DOUBLE
ElmLod | xtormin | Fault Contribution: X'' to R ratio |  | DOUBLE
ElmLod | zonefact | Zone Scaling Factor: |  | DOUBLE
ElmCoup | loc_name | Name |  | STRING
ElmCoup | outserv | Out of Service |  | INTEGER
ElmCoup | fold_id | In Folder |  | OBJECT
ElmCoup | bus1 | Terminal i | StaCubic | OBJECT
ElmCoup | bus2 | Terminal j | StaCubic | OBJECT
ElmCoup | on_off | Closed |  | INTEGER
ElmCoup | aUsage | Switch Type |  | STRING
ElmCoup | nphase | No. of Phases:1:2:3 |  | INTEGER
ElmCoup | nneutral | No. of Neutrals:0:1 |  | INTEGER
ElmCoup | GPSlat | Geographical Position: Latitude / Northing | deg | DOUBLE
ElmCoup | GPSlon | Geographical Position: Longitude / Easting | deg | DOUBLE
ElmCoup | appr_modif | Approval Information: Modified |  | INTEGER64
ElmCoup | appr_status | Approval Information: Status |  | INTEGER
ElmCoup | cDisplayName | Display Name |  | STRING
ElmCoup | ciDist | Distance from infeed in number of buses |  | INTEGER
ElmCoup | ciDistAll | Distance from infeed in number of buses including switches |  | INTEGER
ElmCoup | ciDistAllRoot | Distance from first infeed in number of buses including switches |  | INTEGER
ElmCoup | ciDistRoot | Distance from first infeed in number of buses |  | INTEGER
ElmCoup | ciEarthed | Earthed |  | INTEGER
ElmCoup | ciEnergized | Energized |  | INTEGER
ElmCoup | ciLater | Lateral Index |  | INTEGER
ElmCoup | ciOutaged | Planned Outage |  | INTEGER
ElmCoup | ciScenarioType | Scenario Type |  | INTEGER
ElmCoup | commissionDate | Commissioning Date |  | STRING
ElmCoup | constr | Year of Construction |  | INTEGER
ElmCoup | cpArea | Area | ElmArea | OBJECT
ElmCoup | cpGrid | Grid | ElmNet | OBJECT
ElmCoup | cpHeadFold | Head Folder |  | OBJECT
ElmCoup | ctrl_type | Fault Separation/ Power Restoration: Sectionalising:Remote Controlled (Stage 1):Indicator of Short Circuit (Stage 2):Manual (Stage 3) |  | INTEGER
ElmCoup | cTswitch | Fault Separation/ Power Restoration: Time to open remote controlled switch | min | DOUBLE
ElmCoup | cUserDefIndex | User defined Index |  | INTEGER
ElmCoup | dat_src | Data source |  | STRING
ElmCoup | deltaFlow | Max. active power change | kW | DOUBLE
ElmCoup | deltaFlowrel | Max. active power change | % | DOUBLE
ElmCoup | dep_protOver | Failure Data for Protection: Unnecessary backup protection maloperation | % | DOUBLE
ElmCoup | dpl1 | dpl1 |  | DOUBLE
ElmCoup | dpl2 | dpl2 |  | DOUBLE
ElmCoup | dpl3 | dpl3 |  | DOUBLE
ElmCoup | dpl4 | dpl4 |  | DOUBLE
ElmCoup | dpl5 | dpl5 |  | DOUBLE
ElmCoup | gnrl_modif | Object modified |  | INTEGER64
ElmCoup | iAreaBus | Area |  | INTEGER
ElmCoup | iComDate | Commissioning Date |  | INTEGER64
ElmCoup | idetail | Detailed for calculation |  | INTEGER
ElmCoup | iExclRA | Excluded from Running Arrangement |  | INTEGER
ElmCoup | iNeutInter | Switch interrupts neutral wire |  | INTEGER
ElmCoup | Inom | Nominal Current | kA | DOUBLE
ElmCoup | InomPre | Pre-fault nominal current | kA | DOUBLE
ElmCoup | iNoOpt | Exclude from optimisation |  | INTEGER
ElmCoup | iNormOpenSwt | Normally open switch |  | INTEGER
ElmCoup | iResDir | Fault Separation/ Power Restoration: Power Restoration |  | INTEGER
ElmCoup | iRestore | Use as power restoration switch |  | INTEGER
ElmCoup | iSchemeStatus | Scheme Status |  | INTEGER
ElmCoup | isclosed | Actual State:open:closed |  | INTEGER
ElmCoup | iSep | Fault Separation/ Power Restoration: Switch can be opened during restoration |  | INTEGER
ElmCoup | iZoneBus | Zone |  | INTEGER
ElmCoup | limitRevFlow | Limit reversed flow |  | INTEGER
ElmCoup | logEnvCurve | Log TRV envelope:No:For first opening event only:For all opening events |  | INTEGER
ElmCoup | oid_ | ObjectID |  | INTEGER64
ElmCoup | pid_ | ProjectID |  | INTEGER64
ElmCoup | prot_fail | Failure Data for Protection: Circuit breaker fails to open | % | DOUBLE
ElmCoup | reclAttempts | Fault clearance: Maximum number of reclosing attempts |  | INTEGER
ElmCoup | rel_hasProt | Fault clearance: Consider as switch with protection device |  | INTEGER
ElmCoup | rel_hasRecl | Fault clearance: Consider as switch with automatic reclosing device |  | INTEGER
ElmCoup | revFlowChk | Relevant for the reversed power flow analysis |  | INTEGER
ElmCoup | shownValues | Value representation |  | INTEGER
ElmCoup | spon_prot_f | Failure Data for Protection: Frequency of spurious protection operation | 1/a | DOUBLE
ElmCoup | spon_prot_t | Independent unnecessary open: Time to close | min | DOUBLE
ElmCoup | t_del_a | Scatter: Phase a | ms | DOUBLE
ElmCoup | t_del_b | Scatter: Phase b | ms | DOUBLE
ElmCoup | t_del_c | Scatter: Phase c | ms | DOUBLE
ElmCoup | t_del_n | Scatter: Neutral | ms | DOUBLE
ElmCoup | Tb | Break Time | s | DOUBLE
ElmCoup | Tclear | Fault Clearing Time | s | DOUBLE
ElmCoup | tid_ | TimeID |  | INTEGER64
ElmCoup | Tprot | Protection Tripping Time | s | DOUBLE
ElmCoup | Tswitch | Fault Separation/ Power Restoration: Time to actuate switch | min | DOUBLE
ElmArea | loc_name | Name |  | STRING
ElmArea | fold_id | In Folder |  | OBJECT
ElmArea | appr_modif | Approval Information: Modified |  | INTEGER64
ElmArea | appr_status | Approval Information: Status |  | INTEGER
ElmArea | cpHeadFold | Head Folder |  | OBJECT
ElmArea | dat_src | Data source |  | STRING
ElmArea | gnrl_modif | Object modified |  | INTEGER64
ElmArea | icolor | Colour |  | INTEGER
ElmArea | iInterChg | Consider Interchange Schedule |  | INTEGER
ElmArea | InterPset | Consider Interchange Schedule: Scheduled Active Power Interchange | MW | DOUBLE
ElmArea | iSchemeStatus | Scheme Status |  | INTEGER
ElmArea | isConsSpinReserve | Min. spinning reserve constraint |  | INTEGER
ElmArea | oid_ | ObjectID |  | INTEGER64
ElmArea | pid_ | ProjectID |  | INTEGER64
ElmArea | spinReserve | Min. spinning reserve constraint: Spinning reserve | MW | DOUBLE
ElmArea | tid_ | TimeID |  | INTEGER64
ElmComp | loc_name | Name |  | STRING
ElmComp | outserv | Out of Service |  | INTEGER
ElmComp | typ_id | Frame | BlkDef,BlkFrame | OBJECT
ElmComp | fold_id | In Folder |  | OBJECT
ElmComp | pelm | Net Elements | Elm*,Sta*,IntRef,IntVecobj | OBJECT_VEC
ElmComp | appr_modif | Approval Information: Modified |  | INTEGER64
ElmComp | appr_status | Approval Information: Status |  | INTEGER
ElmComp | cDisplayName | Display Name |  | STRING
ElmComp | ciDist | Distance from infeed in number of buses |  | INTEGER
ElmComp | ciDistAll | Distance from infeed in number of buses including switches |  | INTEGER
ElmComp | ciDistAllRoot | Distance from first infeed in number of buses including switches |  | INTEGER
ElmComp | ciDistRoot | Distance from first infeed in number of buses |  | INTEGER
ElmComp | ciEarthed | Earthed |  | INTEGER
ElmComp | ciEnergized | Energized |  | INTEGER
ElmComp | ciLater | Lateral Index |  | INTEGER
ElmComp | ciOutaged | Planned Outage |  | INTEGER
ElmComp | cpGrid | Grid | ElmNet | OBJECT
ElmComp | cpHeadFold | Head Folder |  | OBJECT
ElmComp | cUserDefIndex | User defined Index |  | INTEGER
ElmComp | dat_src | Data source |  | STRING
ElmComp | gnrl_modif | Object modified |  | INTEGER64
ElmComp | iSchemeStatus | Scheme Status |  | INTEGER
ElmComp | oid_ | ObjectID |  | INTEGER64
ElmComp | pblk | Slots | BlkSlot | OBJECT_VEC
ElmComp | pid_ | ProjectID |  | INTEGER64
ElmComp | tid_ | TimeID |  | INTEGER64
ElmDsl | loc_name | Name |  | STRING
ElmDsl | outserv | Out of Service |  | INTEGER
ElmDsl | typ_id | Type | BlkDef* | OBJECT
ElmDsl | fold_id | In Folder |  | OBJECT
ElmDsl | params | Parameter |  | DOUBLE_VEC
ElmDsl | appr_modif | Approval Information: Modified |  | INTEGER64
ElmDsl | appr_status | Approval Information: Status |  | INTEGER
ElmDsl | cDisplayName | Display Name |  | STRING
ElmDsl | ciDist | Distance from infeed in number of buses |  | INTEGER
ElmDsl | ciDistAll | Distance from infeed in number of buses including switches |  | INTEGER
ElmDsl | ciDistAllRoot | Distance from first infeed in number of buses including switches |  | INTEGER
ElmDsl | ciDistRoot | Distance from first infeed in number of buses |  | INTEGER
ElmDsl | ciEarthed | Earthed |  | INTEGER
ElmDsl | ciEnergized | Energized |  | INTEGER
ElmDsl | ciLater | Lateral Index |  | INTEGER
ElmDsl | ciOutaged | Planned Outage |  | INTEGER
ElmDsl | cpGrid | Grid | ElmNet | OBJECT
ElmDsl | cpHeadFold | Head Folder |  | OBJECT
ElmDsl | cUserDefIndex | User defined Index |  | INTEGER
ElmDsl | dat_src | Data source |  | STRING
ElmDsl | gnrl_modby | Object modified by |  | STRING
ElmDsl | gnrl_modif | Object modified |  | INTEGER64
ElmDsl | iAstabint | A-stable integration algorithm |  | INTEGER
ElmDsl | iSchemeStatus | Scheme Status |  | INTEGER
ElmDsl | matrix | Characteristics |  | DOUBLE_MAT
ElmDsl | matrix2 | Two Dimensional Characteristics |  | DOUBLE_MAT
ElmDsl | oid_ | ObjectID |  | INTEGER64
ElmDsl | parameterNames | Parameter Names |  | STRING_VEC
ElmDsl | params:avg |  |  | DOUBLE
ElmDsl | params:E1 | Saturation Factor 1 | pu | DOUBLE
ElmDsl | params:E2 | Saturation Factor 3 | pu | DOUBLE
ElmDsl | params:Ka | Controller Gain | pu | DOUBLE
ElmDsl | params:Kc | Rectifier regulation constant | pu | DOUBLE
ElmDsl | params:Kd | Exciter Armature reaction Factor | pu | DOUBLE
ElmDsl | params:Ke | Exciter Constant | pu | DOUBLE
ElmDsl | params:Kf | Stabilization Path Gain | pu | DOUBLE
ElmDsl | params:max |  |  | DOUBLE
ElmDsl | params:min |  |  | DOUBLE
ElmDsl | params:Se1 | Saturation Factor 2 | pu | DOUBLE
ElmDsl | params:Se2 | Saturation Factor 4 | pu | DOUBLE
ElmDsl | params:std |  |  | DOUBLE
ElmDsl | params:sum |  |  | DOUBLE
ElmDsl | params:Ta | Controller Time Constant | s | DOUBLE
ElmDsl | params:Tb | Filter Delay Time | s | DOUBLE
ElmDsl | params:Tc | Filter Derivative Time Constant | s | DOUBLE
ElmDsl | params:Te | Exciter Time Constant | s | DOUBLE
ElmDsl | params:Tf | Stabilization Path Delay Time | s | DOUBLE
ElmDsl | params:Tr | Measurement Delay | s | DOUBLE
ElmDsl | params:varia |  |  | DOUBLE
ElmDsl | params:Vrmax | Controller Maximum Output | pu | DOUBLE
ElmDsl | params:Vrmin | Controller Minimum Output | pu | DOUBLE
ElmDsl | parnam | Parameter Names |  | STRING_VEC
ElmDsl | pelm | Net Element | Elm*,Sta*,IntRef | OBJECT_VEC
ElmDsl | pid_ | ProjectID |  | INTEGER64
ElmDsl | tid_ | TimeID |  | INTEGER64
StaCubic | loc_name | Name |  | STRING
StaCubic | fold_id | In Folder |  | OBJECT
StaCubic | cterm | Terminal |  | OBJECT
StaCubic | obj_id | Connected with | Elm*,RelFuse,StaSua* | OBJECT
StaCubic | obj_bus | Bus Index |  | INTEGER
StaCubic | nphase | No of Phases: |  | INTEGER
StaCubic | it2p1 | Phase 1 |  | INTEGER
StaCubic | it2p2 | Phase 2 |  | INTEGER
StaCubic | it2p3 | Phase 3 |  | INTEGER
StaCubic | cPhInfo | Phases: |  | STRING
StaSwitch | loc_name | Name |  | STRING
StaSwitch | fold_id | in Cubicle |  | OBJECT
StaSwitch | on_off | Closed |  | INTEGER
StaSwitch | aUsage | Switch Type |  | STRING
TypLne | loc_name | Name |  | STRING
TypLne | fold_id | In Folder |  | OBJECT
TypLne | uline | Rated Voltage | kV | DOUBLE
TypLne | sline | Rated Current | kA | DOUBLE
TypLne | InomAir | Rated Current (in air) | kA | DOUBLE
TypLne | frnom | Nominal Frequency | Hz | DOUBLE
TypLne | cohl_ | Cable / OHL:Cable:Overhead Line |  | INTEGER
TypLne | systp | System Type:AC:DC |  | INTEGER
TypLne | nlnph | Phases:1:2:3 |  | INTEGER
TypLne | nneutral | Number of Neutrals:0:1 |  | INTEGER
TypLne | rline | Parameters per Length 1,2-Sequence: AC-Resistance R'(20°C) | Ohm/km | DOUBLE
TypLne | xline | Parameters per Length 1,2-Sequence: Reactance X' | Ohm/km | DOUBLE
TypLne | lline | Parameters per Length 1,2-Sequence: Inductance L' | mH/km | DOUBLE
TypLne | cline | Parameters per Length 1,2-Sequence: Capacitance C' | uF/km | DOUBLE
TypLne | bline | Parameters per Length 1,2-Sequence: Susceptance B' | uS/km | DOUBLE
TypLne | tline | Parameters per Length 1,2-Sequence: Ins. Factor |  | DOUBLE
TypLne | gline | Parameters per Length 1,2-Sequence: Conductance G' | uS/km | DOUBLE
TypLne | rline0 | Parameters per Length Zero Sequence: AC-Resistance R0' | Ohm/km | DOUBLE
TypLne | xline0 | Parameters per Length Zero Sequence: Reactance X0' | Ohm/km | DOUBLE
TypLne | lline0 | Parameters per Length Zero Sequence: Inductance L0' | mH/km | DOUBLE
TypLne | cline0 | Parameters per Length Zero Sequence: Capacitance C0' | uF/km | DOUBLE
TypLne | bline0 | Parameters per Length Zero Sequence: Susceptance B0' | uS/km | DOUBLE
TypLne | rnline | Parameters per Length, Neutral: AC-Resistance Rn' | Ohm/km | DOUBLE
TypLne | xnline | Parameters per Length, Neutral: Reactance Xn' | Ohm/km | DOUBLE
TypLne | rpnline | Parameters per Length, Phase-Neutral Coupling: AC-Resistance Rpn' | Ohm/km | DOUBLE
TypLne | xpnline | Parameters per Length, Phase-Neutral Coupling: Reactance Xpn' | Ohm/km | DOUBLE
TypLne | tmax | Parameters per Length 1,2-Sequence: Max. Operating Temperature | degC | DOUBLE
TypLne | rtemp | Max. End Temperature | degC | DOUBLE
TypLne | alpha | Parameters per Length 1,2-Sequence: Temperature Coefficient | 1/K | DOUBLE
TypLne | Ithr | Rated Short-Time (1s) Current (Conductor) | kA | DOUBLE
TypLne | mlei | Parameters per Length 1,2-Sequence: Conductor material |  | STRING
TypLne | aohl_ | Cable / OHL |  | STRING
TypLne | appr_modif | Approval Information: Modified |  | INTEGER64
TypLne | appr_status | Approval Information: Status |  | INTEGER
TypLne | avail | Availability:In stock:Remainder:Not available |  | INTEGER
TypLne | bett | Operating Temp. | degC | DOUBLE
TypLne | bnline | Parameters per Length, Neutral: Susceptance Bn' | uS/km | DOUBLE
TypLne | bpnline | Parameters per Length, Phase-Neutral Coupling: Susceptance Bpn' | uS/km | DOUBLE
TypLne | carmour | Cable Design Parameter With sheath: Armoured cable |  | INTEGER
TypLne | cnline | Parameters per Length, Neutral: Capacitance Cn' | uF/km | DOUBLE
TypLne | cpHeadFold | Head Folder |  | OBJECT
TypLne | cpnline | Parameters per Length, Phase-Neutral Coupling: Capacitance Cpn' | uF/km | DOUBLE
TypLne | cscreen | Cable Design Parameter With sheath: Radial cable screen |  | INTEGER
TypLne | dat_src | Data source |  | STRING
TypLne | fr_sheath | Cable Design Parameter: With sheath |  | INTEGER
TypLne | gline0 | Parameters per Length Zero Sequence: Conductance G0' | uS/km | DOUBLE
TypLne | gnrl_modif | Object modified |  | INTEGER64
TypLne | Ices | Parameters per Length Zero Sequence: Earth-Fault Current | A/km | DOUBLE
TypLne | imiso | Cable Design Parameter: Insulation material:PVC:XLPE:Mineral:Paper:EPR |  | INTEGER
TypLne | iopt_cnd | Cable Design Parameter: Cable cores |  | STRING
TypLne | iopt_inp | Input Option Temperature Dependency for LDF, RMS and EMT calculations |  | STRING
TypLne | iopt_inpshc | Input Option Temperature Dependency for Complete SHC only |  | STRING
TypLne | iSchemeStatus | Scheme Status |  | INTEGER
TypLne | lcost | Line type cost | USD/km | DOUBLE
TypLne | lnline | Parameters per Length, Neutral: Inductance Ln' | mH/km | DOUBLE
TypLne | lpnline | Parameters per Length, Phase-Neutral Coupling: Inductance Lpn' | mH/km | DOUBLE
TypLne | oid_ | ObjectID |  | INTEGER64
TypLne | picln | Inrush Peak Current: Ratio Ip/In | p.u. | DOUBLE
TypLne | pid_ | ProjectID |  | INTEGER64
TypLne | pitln | Inrush Peak Current: Maximum Time | s | DOUBLE
TypLne | qurs | Nominal cross section | mm^2 | DOUBLE
TypLne | rectancond | Rectangular Conductor |  | INTEGER
TypLne | rlin1 | Loop Resistance (sev) | Ohm/km | DOUBLE
TypLne | rline_tmax | Parameters per Length 1,2-Sequence: AC-Resistance R' at max. operating temperature | Ohm/km | DOUBLE
TypLne | shins | Cable Design Parameter With sheath: Sheath insulation material |  | INTEGER
TypLne | shtyp | Cable Design Parameter With sheath: Sheath type:Non-metallic:Metallic |  | INTEGER
TypLne | side_b | Rectangular Conductor: Height (b) | mm | DOUBLE
TypLne | side_d | Rectangular Conductor: Width (d) | mm | DOUBLE
TypLne | slin1 | Rated Current (1.) | kA | DOUBLE
TypLne | slin2 | Load Current (*In) | *In | DOUBLE
TypLne | tid_ | TimeID |  | INTEGER64
TypLne | tline0 | Parameters per Length Zero Sequence: Ins. Factor |  | DOUBLE
TypLne | touchExp | Cable Design Parameter: Exposed to touch |  | INTEGER
TypLne | twcln | Ratio It/In | p.u. | DOUBLE
TypLne | twtln | Maximum Time | s | DOUBLE
TypLne | xlin1 | Loop Reactance (sev) | Ohm/km | DOUBLE
TypSym | loc_name | Name |  | STRING
TypSym | fold_id | In Folder |  | OBJECT
TypSym | sgn | Rated apparent power | MVA | DOUBLE
TypSym | ugn | Rated voltage | kV | DOUBLE
TypSym | cosn | Rated power factor |  | DOUBLE
TypSym | nslty | Connection:D:Y:YN |  | INTEGER
TypSym | xd | Synchronous reactances: xd | p.u. | DOUBLE
TypSym | xq | Synchronous reactances: xq | p.u. | DOUBLE
TypSym | xds | Transient reactances: xd' | p.u. | DOUBLE
TypSym | xqs | Transient reactances: xq' | p.u. | DOUBLE
TypSym | xdss | Subtransient reactances: xd'' | p.u. | DOUBLE
TypSym | xqss | Subtransient reactances: xq'' | p.u. | DOUBLE
TypSym | tds | Transient time constants: Td' | s | DOUBLE
TypSym | tqs | Transient time constants: Tq' | s | DOUBLE
TypSym | tdss | Subtransient time constants: Td'' | s | DOUBLE
TypSym | tqss | Subtransient time constants: Tq'' | s | DOUBLE
TypSym | tds0 | Transient time constants: Td0' | s | DOUBLE
TypSym | tqs0 | Transient time constants: Tq0' | s | DOUBLE
TypSym | tdss0 | Subtransient time constants: Td0'' | s | DOUBLE
TypSym | tqss0 | Subtransient time constants: Tq0'' | s | DOUBLE
TypSym | xl | Stator parameters: xl | p.u. | DOUBLE
TypSym | rstr | Stator parameters: rstr | p.u. | DOUBLE
TypSym | x0sy | Zero sequence data: Reactance x0 | p.u. | DOUBLE
TypSym | r0sy | Zero sequence data: Resistance r0 | p.u. | DOUBLE
TypSym | x2sy | Negative sequence data: Reactance x2 | p.u. | DOUBLE
TypSym | r2sy | Negative sequence data: Resistance r2 | p.u. | DOUBLE
TypSym | xdsss | Subtransient reactance: saturated value xd''sat | p.u. | DOUBLE
TypSym | h | Inertia: Inertia constant H (rated to Sgn) | s | DOUBLE
TypSym | tag | Inertia: Acceleration time const. Tag (rated to Pgn) | s | DOUBLE
TypSym | dpu | Turbine shaft friction torque coefficient |  | DOUBLE
TypSym | iturbo | Rotor type |  | INTEGER
TypSym | satur | For single fed short-circuit: Machine type IEC909/IEC60909 |  | INTEGER
TypSym | sg10 | Saturation parameter: SG10 | p.u. | DOUBLE
TypSym | sg12 | Saturation parameter: SG12 | p.u. | DOUBLE
TypSym | Q_min | Reactive power limits: Minimum value | Mvar | DOUBLE
TypSym | Q_max | Reactive power limits: Maximum value | Mvar | DOUBLE
TypSym | model_inp | Model |  | STRING
TypSym | iamort | with amortisseur windings |  | INTEGER
TypSym | appr_modif | Approval Information: Modified |  | INTEGER64
TypSym | appr_status | Approval Information: Status |  | INTEGER
TypSym | cpHeadFold | Head Folder |  | OBJECT
TypSym | cTdc | Time constants: Tdc | s | DOUBLE
TypSym | curk | Steady-state shc. current: 3-phase Ik3p | kA | DOUBLE
TypSym | curk1p | Steady-state shc. current: 1-phase Ik1p | kA | DOUBLE
TypSym | curk2p | Steady-state shc. current: 2-phase Ik2p | kA | DOUBLE
TypSym | curTab:avg | Stator leakage reactance: Current, Average | p.u. | DOUBLE
TypSym | curTab:max | Stator leakage reactance: Current, Maximum | p.u. | DOUBLE
TypSym | curTab:min | Stator leakage reactance: Current, Minimum | p.u. | DOUBLE
TypSym | curTab:std | Stator leakage reactance: Current, Standard deviation | p.u. | DOUBLE
TypSym | curTab:sum | Stator leakage reactance: Current, Sum | p.u. | DOUBLE
TypSym | curTab:varia | Stator leakage reactance: Current, Variance | p.u. | DOUBLE
TypSym | dat_src | Data source |  | STRING
TypSym | depSmoothFac | Stator leakage reactance: Dependency curve smoothing factor | % | DOUBLE
TypSym | dkd | Damping torque coefficient |  | DOUBLE
TypSym | dpe | Damping torque coefficient based on power |  | DOUBLE
TypSym | frequ | Inertia: Nominal frequency | Hz | DOUBLE
TypSym | gnrl_modif | Object modified |  | INTEGER64
TypSym | hpn | Inertia: Inertia constant H (rated to Pgn) | s | DOUBLE
TypSym | i_exactConv | Exact conversion of time constants |  | INTEGER
TypSym | i_extModel | Model |  | INTEGER
TypSym | i_speedD | Speed deviation based on |  | INTEGER
TypSym | i_speedVar | Effect of speed variation |  | INTEGER
TypSym | i_trans | Use frequency transfer functions |  | INTEGER
TypSym | i_xl | Stator parameters: xl is current dependent |  | INTEGER
TypSym | i_xme2 | Consider negative sequence torque |  | INTEGER
TypSym | ifd | Saturation parameter: ie | % | DOUBLE_VEC
TypSym | iinrush | Inrush peak current: Ratio Ip/In | p.u. | DOUBLE
TypSym | Ikd | Steady-state shc. current: Ikd | p.u. | DOUBLE
TypSym | iner_inp | Inertia: Input mode |  | STRING
TypSym | iopt_data | Input parameters |  | INTEGER
TypSym | isat | Main flux saturation:&0&No saturation:&1&Quadratic (SG10/SG12):&3&Exponential (SG10/SG12):&2&Tabular input |  | INTEGER
TypSym | isatSalient | Saturation:&0&d- and q-axis (flux magnitude):&4&d- and q-axis equal (flux magnitude):&1&d-axis only (flux magnitude):&2&d- and q-axis (flux components):&3&d-axis only (d-axis flux component) |  | INTEGER
TypSym | iSchemeStatus | Scheme Status |  | INTEGER
TypSym | iTdcManual | Time constants: Enter Tdc manually |  | INTEGER
TypSym | iusesat | Subtransient reactances: Use saturated value |  | INTEGER
TypSym | iuseXdk | Steady-state shc. current: Ik instead of reactances |  | INTEGER
TypSym | J | Inertia: Moment of inertia J | kgm^2 | DOUBLE
TypSym | kw | Rotor current compensation factor: kw | p.u. | DOUBLE
TypSym | lss | Subtransient reactances: l'' | p.u. | DOUBLE
TypSym | nphase | No. of phases:1:3 |  | INTEGER
TypSym | oid_ | ObjectID |  | INTEGER64
TypSym | pid_ | ProjectID |  | INTEGER64
TypSym | polepairs | Inertia: No. of pole pairs |  | INTEGER
TypSym | psim | Permanent magnet: Rotor flux | p.u. | DOUBLE
TypSym | q_max | Reactive power limits: Maximum value | p.u. | DOUBLE
TypSym | q_min | Reactive power limits: Minimum value | p.u. | DOUBLE
TypSym | r1d | Rotor d-axis parameters: r1d | p.u. | DOUBLE
TypSym | r1de | Rotor d-axis parameters: r1de | p.u. | DOUBLE
TypSym | r1q | Rotor q-axis parameters: r1q | p.u. | DOUBLE
TypSym | r1qe | Rotor q-axis parameters: r1qe | p.u. | DOUBLE
TypSym | r2d | Rotor d-axis parameters: r2d | p.u. | DOUBLE
TypSym | r2q | Rotor q-axis parameters: r2q | p.u. | DOUBLE
TypSym | r3q | Rotor q-axis parameters: r3q | p.u. | DOUBLE
TypSym | rfd | Rotor d-axis parameters: rfd | p.u. | DOUBLE
TypSym | rfde | Rotor d-axis parameters: rfde | p.u. | DOUBLE
TypSym | rgf | Fictitious resistance | p.u. | DOUBLE
TypSym | satse | Saturation parameter: SG(u) | p.u. | DOUBLE_VEC
TypSym | satse:avg | Saturation parameter: SG(u), Average | p.u. | DOUBLE
TypSym | satse:max | Saturation parameter: SG(u), Maximum | p.u. | DOUBLE
TypSym | satse:min | Saturation parameter: SG(u), Minimum | p.u. | DOUBLE
TypSym | satse:std | Saturation parameter: SG(u), Standard deviation | p.u. | DOUBLE
TypSym | satse:sum | Saturation parameter: SG(u), Sum | p.u. | DOUBLE
TypSym | satse:varia | Saturation parameter: SG(u), Variance | p.u. | DOUBLE
TypSym | satseq:avg | Saturation parameter: SG(u), Average | p.u. | DOUBLE
TypSym | satseq:max | Saturation parameter: SG(u), Maximum | p.u. | DOUBLE
TypSym | satseq:min | Saturation parameter: SG(u), Minimum | p.u. | DOUBLE
TypSym | satseq:std | Saturation parameter: SG(u), Standard deviation | p.u. | DOUBLE
TypSym | satseq:sum | Saturation parameter: SG(u), Sum | p.u. | DOUBLE
TypSym | satseq:varia | Saturation parameter: SG(u), Variance | p.u. | DOUBLE
TypSym | satv | Saturation parameter: Term. voltage | p.u. | DOUBLE_VEC
TypSym | satv:avg | Saturation parameter: Term. voltage, Average | p.u. | DOUBLE
TypSym | satv:max | Saturation parameter: Term. voltage, Maximum | p.u. | DOUBLE
TypSym | satv:min | Saturation parameter: Term. voltage, Minimum | p.u. | DOUBLE
TypSym | satv:std | Saturation parameter: Term. voltage, Standard deviation | p.u. | DOUBLE
TypSym | satv:sum | Saturation parameter: Term. voltage, Sum | p.u. | DOUBLE
TypSym | satv:varia | Saturation parameter: Term. voltage, Variance | p.u. | DOUBLE
TypSym | satvq:avg | Saturation parameter: Term. voltage, Average | p.u. | DOUBLE
TypSym | satvq:max | Saturation parameter: Term. voltage, Maximum | p.u. | DOUBLE
TypSym | satvq:min | Saturation parameter: Term. voltage, Minimum | p.u. | DOUBLE
TypSym | satvq:std | Saturation parameter: Term. voltage, Standard deviation | p.u. | DOUBLE
TypSym | satvq:sum | Saturation parameter: Term. voltage, Sum | p.u. | DOUBLE
TypSym | satvq:varia | Saturation parameter: Term. voltage, Variance | p.u. | DOUBLE
TypSym | sg10q | Saturation parameter: SG10 q-axis | p.u. | DOUBLE
TypSym | sg12q | Saturation parameter: SG12 q-axis | p.u. | DOUBLE
TypSym | slipmin | Threshold for slip dependency: Minimum slip | % | DOUBLE
TypSym | smoothFac | Saturation parameter: Smoothing factor | % | DOUBLE
TypSym | t1d | d-axis time constants: t1d | s | DOUBLE
TypSym | t1q | q-axis time constants: t1q | s | DOUBLE
TypSym | t2d | d-axis time constants: t2d | s | DOUBLE
TypSym | t2q | q-axis time constants: t2q | s | DOUBLE
TypSym | t3d | d-axis time constants: t3d | s | DOUBLE
TypSym | t3q | q-axis time constants: t3q | s | DOUBLE
TypSym | t4d | d-axis time constants: t4d | s | DOUBLE
TypSym | t4q | q-axis time constants: t4q | s | DOUBLE
TypSym | t5d | d-axis time constants: t5d | s | DOUBLE
TypSym | t5q | q-axis time constants: t5q | s | DOUBLE
TypSym | t6d | d-axis time constants: t6d | s | DOUBLE
TypSym | t6q | q-axis time constants: t6q | s | DOUBLE
TypSym | t7d | d-axis time constants: t7d | s | DOUBLE
TypSym | t8d | d-axis time constants: t8d | s | DOUBLE
TypSym | tags | Inertia: Acceleration time const. Tag (rated to Sgn) | s | DOUBLE
TypSym | Tcold | Stall time: Cold | s | DOUBLE
TypSym | Tdc | Time constants: Tdc | s | DOUBLE
TypSym | Thot | Stall time: Hot | s | DOUBLE
TypSym | tid_ | TimeID |  | INTEGER64
TypSym | Tinrush | Inrush peak current: Max. time | s | DOUBLE
TypSym | typemetadata_changeLog | Change Log |  | STRING_VEC
TypSym | typemetadata_key | Type Key |  | STRING_VEC
TypSym | typemetadata_version | Version |  | STRING_VEC
TypSym | x1d | Rotor d-axis parameters: x1d | p.u. | DOUBLE
TypSym | x1dc | Rotor d-axis parameters: x1dc | p.u. | DOUBLE
TypSym | x1de | Rotor d-axis parameters: x1de | p.u. | DOUBLE
TypSym | x1q | Rotor q-axis parameters: x1q | p.u. | DOUBLE
TypSym | x1qc | Rotor q-axis parameters: x1qc | p.u. | DOUBLE
TypSym | x1qe | Rotor q-axis parameters: x1qe | p.u. | DOUBLE
TypSym | x2d | Rotor d-axis parameters: x2d | p.u. | DOUBLE
TypSym | x2q | Rotor q-axis parameters: x2q | p.u. | DOUBLE
TypSym | x3q | Rotor q-axis parameters: x3q | p.u. | DOUBLE
TypSym | xad | Mutual reactances: xad | p.u. | DOUBLE
TypSym | xaq | Mutual reactances: xaq | p.u. | DOUBLE
TypSym | xdsat | For single fed short-circuit: Reciprocal of short-circuit ratio (xdsat) | p.u. | DOUBLE
TypSym | xfd | Rotor d-axis parameters: xfd | p.u. | DOUBLE
TypSym | xfde | Rotor d-axis parameters: xfde | p.u. | DOUBLE
TypSym | xlTab:avg | Stator leakage reactance: xl, Average | p.u. | DOUBLE
TypSym | xlTab:max | Stator leakage reactance: xl, Maximum | p.u. | DOUBLE
TypSym | xlTab:min | Stator leakage reactance: xl, Minimum | p.u. | DOUBLE
TypSym | xlTab:std | Stator leakage reactance: xl, Standard deviation | p.u. | DOUBLE
TypSym | xlTab:sum | Stator leakage reactance: xl, Sum | p.u. | DOUBLE
TypSym | xlTab:varia | Stator leakage reactance: xl, Variance | p.u. | DOUBLE
TypSym | xrl | Rotor mutual reactances: xrld | p.u. | DOUBLE
TypSym | xrl2d | Rotor d-axis parameters: xrl2d | p.u. | DOUBLE
TypSym | xrlq | Rotor mutual reactances: xrlq | p.u. | DOUBLE
TypSym | xstr | xstr | p.u. | DOUBLE
TypSym | xtor | Stator resistance: Ratio X/R |  | DOUBLE
TypTr2 | loc_name | Name |  | STRING
TypTr2 | fold_id | In Folder |  | OBJECT
TypTr2 | strn | Rated Power | MVA | DOUBLE
TypTr2 | frnom | Nominal Frequency | Hz | DOUBLE
TypTr2 | utrn_h | Rated Voltage: HV-Side | kV | DOUBLE
TypTr2 | utrn_l | Rated Voltage: LV-Side | kV | DOUBLE
TypTr2 | uktr | Positive Sequence Impedance: Short-Circuit Voltage uk | % | DOUBLE
TypTr2 | pcutr | Positive Sequence Impedance: Copper Losses | kW | DOUBLE
TypTr2 | uktrr | Positive Sequence Impedance: SHC-Voltage (Re(uk)) ukr | % | DOUBLE
TypTr2 | xtor | Positive Sequence Impedance: Ratio X/R |  | DOUBLE
TypTr2 | uk0tr | Zero Sequence Impedance: Short-Circuit Voltage uk0 | % | DOUBLE
TypTr2 | ur0tr | Zero Sequence Impedance: SHC-Voltage (Re(uk0)) uk0r | % | DOUBLE
TypTr2 | tr2cn_h | Vector Group: HV-Side:Y :YN:Z :ZN:D |  | STRING
TypTr2 | tr2cn_l | Vector Group: LV-Side:Y :YN:Z :ZN:D |  | STRING
TypTr2 | nt2ag | Vector Group: Phase Shift | *30deg | DOUBLE
TypTr2 | vecgrp | Vector Group: Name |  | STRING
TypTr2 | curmg | Magnetising Impedance: No Load Current | % | DOUBLE
TypTr2 | pfe | Magnetising Impedance: No Load Losses | kW | DOUBLE
TypTr2 | zx0hl_n | Zero Sequence Magnetising Impedance: Mag. Impedance/uk0 |  | DOUBLE
TypTr2 | rtox0_n | Zero Sequence Magnetising Impedance: Mag. R/X |  | DOUBLE
TypTr2 | itrdl | Distribution of Leakage Reactances (p.u.): x,Pos.Seq. HV-Side |  | DOUBLE
TypTr2 | itrdr | Distribution of Leakage Resistances (p.u.): r,Pos.Seq. HV-Side |  | DOUBLE
TypTr2 | itrdl_lv | Distribution of Leakage Reactances (p.u.): x,Pos.Seq. LV-Side |  | DOUBLE
TypTr2 | itrdr_lv | Distribution of Leakage Resistances (p.u.): r,Pos.Seq. LV-Side |  | DOUBLE
TypTr2 | tap_side | Tap Changer 1: at Side:HV:LV |  | INTEGER
TypTr2 | dutap | Tap Changer 1: Additional Voltage per Tap | % | DOUBLE
TypTr2 | phitr | Tap Changer 1: Phase of du | deg | DOUBLE
TypTr2 | nntap0 | Tap Changer 1: Neutral Position |  | INTEGER
TypTr2 | ntpmn | Tap Changer 1: Minimum Position |  | INTEGER
TypTr2 | ntpmx | Tap Changer 1: Maximum Position |  | INTEGER
TypTr2 | itapch | Tap Changer 1 |  | INTEGER
TypTr2 | nt2ph | Technology |  | INTEGER
TypTr2 | aFrolich | Frolich equation coefficient a |  | DOUBLE
TypTr2 | ansiclass | Class:OA:FA:FOA |  | STRING
TypTr2 | appr_modif | Approval Information: Modified |  | INTEGER64
TypTr2 | appr_status | Approval Information: Status |  | INTEGER
TypTr2 | bFrolich | Frolich equation coefficient b |  | DOUBLE
TypTr2 | bm1 | Frequency dependencies of magnetising admittance: 1/lm | p.u. | DOUBLE
TypTr2 | cFrolich | Frolich equation coefficient c |  | DOUBLE
TypTr2 | cknee | Knee Current | p.u. | DOUBLE
TypTr2 | cpHeadFold | Head Folder |  | OBJECT
TypTr2 | dat_src | Data source |  | STRING
TypTr2 | dphitap | Tap Changer 1: Additional Angle per Tap | deg | DOUBLE
TypTr2 | dphitap2 | Tap Changer 2: Additional Angle per Tap | deg | DOUBLE
TypTr2 | dutap2 | Tap Changer 2: Additional Voltage per Tap | % | DOUBLE
TypTr2 | eddypc | Data for K-factor, Factor-K, FHL and skin effect: Ratio: winding eddy current-/copper losses |  | DOUBLE
TypTr2 | gm1 | Frequency dependencies of magnetising admittance: gm | p.u. | DOUBLE
TypTr2 | gnrl_modif | Object modified |  | INTEGER64
TypTr2 | iFinalSlope | Magnetising Reactance: Set final slope (peak values) |  | INTEGER
TypTr2 | iFit | Magnetising Reactance: Data fitting:Piecewise linear:Frolich:Modified Frolich |  | INTEGER
TypTr2 | iHyster | Magnetising Reactance Hysteresis: Model:None:History Independent |  | INTEGER
TypTr2 | iIntDelta | Vector Group: Internal Delta Winding |  | INTEGER
TypTr2 | iInterPol | Magnetising Reactance: Interpolation:spline:piecewise linear |  | INTEGER
TypTr2 | iIntPola | Magnetising Reactance: Interpolation:spline:piecewise linear |  | INTEGER
TypTr2 | iLimb | Magnetising Reactance: Core:&3&3 Limb:&5&5 Limb |  | INTEGER
TypTr2 | iSchemeStatus | Scheme Status |  | INTEGER
TypTr2 | it0mt | Type |  | INTEGER
TypTr2 | itapch2 | Tap Changer 2 |  | INTEGER
TypTr2 | iTapLoading | Tap dependent rating: Configuration:No dependency (constant current):Full Capacity Below Normal (FCBN):Reduced Capacity Below Normal (RCBN) |  | INTEGER
TypTr2 | itapzdep | Tap dependent impedance |  | INTEGER
TypTr2 | itratioadpt | Transformer Ratio Adaptation |  | INTEGER
TypTr2 | itrdl0 | Distr. of Leakage Zero Sequence Reactances (p.u.): x0, Zero.Seq. HV-Side |  | DOUBLE
TypTr2 | itrdl0_lv | Distr. of Leakage Zero Sequence Reactances (p.u.): x0, Zero.Seq. LV-Side |  | DOUBLE
TypTr2 | itrdr0 | Distr. of Zero Sequence Leakage Resistances (p.u.): r0, Zero.Seq. HV-Side |  | DOUBLE
TypTr2 | itrdr0_lv | Distr. of Zero Sequence Leakage Resistances (p.u.): r0, Zero.Seq. LV-Side |  | DOUBLE
TypTr2 | itrldf | Magnetising Reactance: Type |  | INTEGER
TypTr2 | itrmt | Magnetising Reactance: Type |  | INTEGER
TypTr2 | itrtype | Transformer Type:Liquid-Immersed:Dry-Type |  | INTEGER
TypTr2 | ksat | Magnetising Reactance: Saturation Exponent |  | INTEGER
TypTr2 | l0pu | Frequency dependencies of zero sequence impedance: Inductance l0 | p.u. | DOUBLE
TypTr2 | l1pu | Frequency dependencies of positive sequence impedance: Inductance l1 | p.u. | DOUBLE
TypTr2 | Lwidth | Magnetising Reactance Hysteresis: Loop width | % | DOUBLE
TypTr2 | mseFrolich | Frolich equation, mean squared error |  | DOUBLE
TypTr2 | nntap02 | Tap Changer 2: Neutral Position |  | INTEGER
TypTr2 | ntpmn2 | Tap Changer 2: Minimum Position |  | INTEGER
TypTr2 | ntpmx2 | Tap Changer 2: Maximum Position |  | INTEGER
TypTr2 | oid_ | ObjectID |  | INTEGER64
TypTr2 | oltc | On-load Tap Changer |  | INTEGER
TypTr2 | oltc2 | On-load Tap Changer 2 |  | INTEGER
TypTr2 | pcutmn | Tap dependent impedance: Pcu (min. tap) | kW | DOUBLE
TypTr2 | pcutmx | Tap dependent impedance: Pcu (max. tap) | kW | DOUBLE
TypTr2 | phitr2 | Tap Changer 2: Phase of du | deg | DOUBLE
TypTr2 | pict1 | Inrush Peak Current: Ratio Ip/In (1) | p.u. | DOUBLE
TypTr2 | pict2 | Inrush Peak Current: Ratio Ip/In (2) | p.u. | DOUBLE
TypTr2 | pid_ | ProjectID |  | INTEGER64
TypTr2 | pitt1 | Inrush Peak Current: Max. Time (1) | s | DOUBLE
TypTr2 | pitt2 | Inrush Peak Current: Max. Time (2) | s | DOUBLE
TypTr2 | psi0 | Magnetising Reactance: Knee Flux | p.u. | DOUBLE
TypTr2 | pT | Voltage Range |  | STRING
TypTr2 | r0delta | Delta Winding, r0 | p.u. | DOUBLE
TypTr2 | r0pu | Zero Sequence Impedance: Resistance r0 | p.u. | DOUBLE
TypTr2 | r0pu_hlo | Zero Sequence Impedance: HV-Resistance r0 (LV open) | p.u. | DOUBLE
TypTr2 | r0pu_hls | Zero Sequence Impedance: HV-Resistance r0 (LV short-circuit) | p.u. | DOUBLE
TypTr2 | r0pu_lho | Zero Sequence Impedance: LV-Resistance r0 (HV open) | p.u. | DOUBLE
TypTr2 | r0putmn | Tap dependent impedance: r0 (min. tap) | p.u. | DOUBLE
TypTr2 | r0putmx | Tap dependent impedance: r0 (max. tap) | p.u. | DOUBLE
TypTr2 | r1pu | Positive Sequence Impedance: Resistance r1 | p.u. | DOUBLE
TypTr2 | r1putmn | Tap dependent impedance: r1 (min. tap) | p.u. | DOUBLE
TypTr2 | r1putmx | Tap dependent impedance: r1 (max. tap) | p.u. | DOUBLE
TypTr2 | satcue:avg | Magnetising Reactance: Current (RMS), Average | % | DOUBLE
TypTr2 | satcue:max | Magnetising Reactance: Current (RMS), Maximum | % | DOUBLE
TypTr2 | satcue:min | Magnetising Reactance: Current (RMS), Minimum | % | DOUBLE
TypTr2 | satcue:std | Magnetising Reactance: Current (RMS), Standard deviation | % | DOUBLE
TypTr2 | satcue:sum | Magnetising Reactance: Current (RMS), Sum | % | DOUBLE
TypTr2 | satcue:varia | Magnetising Reactance: Current (RMS), Variance | % | DOUBLE
TypTr2 | satcur:avg | Magnetising Reactance: Current (peak), Average | p.u. | DOUBLE
TypTr2 | satcur:max | Magnetising Reactance: Current (peak), Maximum | p.u. | DOUBLE
TypTr2 | satcur:min | Magnetising Reactance: Current (peak), Minimum | p.u. | DOUBLE
TypTr2 | satcur:std | Magnetising Reactance: Current (peak), Standard deviation | p.u. | DOUBLE
TypTr2 | satcur:sum | Magnetising Reactance: Current (peak), Sum | p.u. | DOUBLE
TypTr2 | satcur:varia | Magnetising Reactance: Current (peak), Variance | p.u. | DOUBLE
TypTr2 | satflux:avg | Magnetising Reactance: Flux (peak), Average | p.u. | DOUBLE
TypTr2 | satflux:max | Magnetising Reactance: Flux (peak), Maximum | p.u. | DOUBLE
TypTr2 | satflux:min | Magnetising Reactance: Flux (peak), Minimum | p.u. | DOUBLE
TypTr2 | satflux:std | Magnetising Reactance: Flux (peak), Standard deviation | p.u. | DOUBLE
TypTr2 | satflux:sum | Magnetising Reactance: Flux (peak), Sum | p.u. | DOUBLE
TypTr2 | satflux:varia | Magnetising Reactance: Flux (peak), Variance | p.u. | DOUBLE
TypTr2 | satvol:avg | Magnetising Reactance: Voltage (RMS), Average | p.u. | DOUBLE
TypTr2 | satvol:max | Magnetising Reactance: Voltage (RMS), Maximum | p.u. | DOUBLE
TypTr2 | satvol:min | Magnetising Reactance: Voltage (RMS), Minimum | p.u. | DOUBLE
TypTr2 | satvol:std | Magnetising Reactance: Voltage (RMS), Standard deviation | p.u. | DOUBLE
TypTr2 | satvol:sum | Magnetising Reactance: Voltage (RMS), Sum | p.u. | DOUBLE
TypTr2 | satvol:varia | Magnetising Reactance: Voltage (RMS), Variance | p.u. | DOUBLE
TypTr2 | smoothf | Magnetising Reactance: Smoothing Factor | % | DOUBLE
TypTr2 | smoothfac | Magnetising Reactance: Smoothing Factor | % | DOUBLE
TypTr2 | strnfc | Rated Power (forced cooling) | MVA | DOUBLE
TypTr2 | tap_side2 | Tap Changer 2: at Side:HV:LV |  | INTEGER
TypTr2 | tapchtype | Tap Changer 1: Type:Ratio/Asym. Phase Shifter:Ideal Phase Shifter:Sym. Phase Shifter |  | INTEGER
TypTr2 | tapchtype2 | Tap Changer 2: Type:Ratio/Asym. Phase Shifter:Ideal Phase Shifter |  | INTEGER
TypTr2 | tid_ | TimeID |  | INTEGER64
TypTr2 | twct2 | Ratio It/In | p.u. | DOUBLE
TypTr2 | twtt2 | Max. Time | s | DOUBLE
TypTr2 | uk0_hlo | Zero Sequence Impedance: HV-SHC-Voltage uk0 (LV open) | % | DOUBLE
TypTr2 | uk0_hls | Zero Sequence Impedance: HV-SHC-Voltage uk0 (LV short-circuit) | % | DOUBLE
TypTr2 | uk0_lho | Zero Sequence Impedance: LV-SHC-Voltage uk0 (HV open) | % | DOUBLE
TypTr2 | uk0delta | Delta Winding, uk0 | % | DOUBLE
TypTr2 | uk0rtmn | Tap dependent impedance: Re(uk0) (min. tap) | % | DOUBLE
TypTr2 | uk0rtmx | Tap dependent impedance: Re(uk0) (max. tap) | % | DOUBLE
TypTr2 | uk0tmn | Tap dependent impedance: uk0 (min. tap) | % | DOUBLE
TypTr2 | uk0tmx | Tap dependent impedance: uk0 (max. tap) | % | DOUBLE
TypTr2 | ukrtmn | Tap dependent impedance: Re(uk) (min. tap) | % | DOUBLE
TypTr2 | ukrtmx | Tap dependent impedance: Re(uk) (max. tap) | % | DOUBLE
TypTr2 | uktmn | Tap dependent impedance: uk (min. tap) | % | DOUBLE
TypTr2 | uktmx | Tap dependent impedance: uk (max. tap) | % | DOUBLE
TypTr2 | ur0_hlo | Zero Sequence Impedance: HV-SHC-Voltage Re(uk0) (LV open) | % | DOUBLE
TypTr2 | ur0_hls | Zero Sequence Impedance: HV-SHC-Voltage Re(uk0) (LV short-circuit) | % | DOUBLE
TypTr2 | ur0_lho | Zero Sequence Impedance: LV-SHC-Voltage Re(uk0) (HV open) | % | DOUBLE
TypTr2 | ur0delta | Delta Winding, Re(uk0) | % | DOUBLE
TypTr2 | x0delta | Delta Winding, x0 | p.u. | DOUBLE
TypTr2 | x0pu | Zero Sequence Impedance: Reactance x0 | p.u. | DOUBLE
TypTr2 | x0pu_hlo | Zero Sequence Impedance: HV-Reactance x0 (LV open) | p.u. | DOUBLE
TypTr2 | x0pu_hls | Zero Sequence Impedance: HV-Reactance x0 (LV short-circuit) | p.u. | DOUBLE
TypTr2 | x0pu_lho | Zero Sequence Impedance: LV-Reactance x0 (HV open) | p.u. | DOUBLE
TypTr2 | x0putmn | Tap dependent impedance: x0 (min. tap) | p.u. | DOUBLE
TypTr2 | x0putmx | Tap dependent impedance: x0 (max. tap) | p.u. | DOUBLE
TypTr2 | x0tor0 | Zero Sequence Impedance: Ratio X0/R0 |  | DOUBLE
TypTr2 | x0tor0delta | Delta Winding, X0/R0 |  | DOUBLE
TypTr2 | x0tor0tmn | Tap dependent impedance: X0/R0 (min. tap) |  | DOUBLE
TypTr2 | x0tor0tmx | Tap dependent impedance: X0/R0 (max. tap) |  | DOUBLE
TypTr2 | x1pu | Positive Sequence Impedance: Reactance x1 | p.u. | DOUBLE
TypTr2 | x1putmn | Tap dependent impedance: x1 (min. tap) | p.u. | DOUBLE
TypTr2 | x1putmx | Tap dependent impedance: x1 (max. tap) | p.u. | DOUBLE
TypTr2 | xmair | Magnetising Reactance: Saturated Reactance | p.u. | DOUBLE
TypTr2 | xmlin | Magnetising Reactance: Linear Reactance | p.u. | DOUBLE
TypTr2 | xsatFrolich | Frolich equation saturated reactance (p.u.) |  | DOUBLE
TypTr2 | xtortmn | Tap dependent impedance: X/R (min. tap) |  | DOUBLE
TypTr2 | xtortmx | Tap dependent impedance: X/R (max. tap) |  | DOUBLE
TypTr2 | xtr0_hlo | Zero Sequence Impedance: HV-Ratio X0/R0 (LV open) |  | DOUBLE
TypTr2 | xtr0_hls | Zero Sequence Impedance: HV-Ratio X0/R0 (LV short-circuit) |  | DOUBLE
TypTr2 | xtr0_lho | Zero Sequence Impedance: LV-Ratio X0/R0 (HV open) |  | DOUBLE
TypTr2 | zx0hl_h | z, Zero Sequ. HV-Side |  | DOUBLE
TypTr2 | zx0hl_l | z, Zero Sequ. LV-Side |  | DOUBLE
BlkDef | loc_name | Name |  | STRING
BlkDef | fold_id | In Folder |  | OBJECT
BlkDef | desc | Description |  | STRING_VEC
BlkDef | algloop | Initialisation: Allow iterative solver at initialisation |  | INTEGER
BlkDef | cdisName | Display name |  | STRING_VEC
BlkDef | cdlllevel | Classification: DLL level: |  | INTEGER
BlkDef | cInput | Variables: Input signals |  | STRING_VEC
BlkDef | cIntern | Variables: Internal variables |  | STRING_VEC
BlkDef | cOutput | Variables: Output signals |  | STRING_VEC
BlkDef | cParams | Variables: Parameters |  | STRING_VEC
BlkDef | cStates | Variables: State variables |  | STRING_VEC
BlkDef | cUsage | Usage |  | INTEGER
BlkDef | dat_src | Data source |  | STRING
BlkDef | disName | Model type: Display name |  | STRING
BlkDef | display3rdParty | Third Party Licence (will only be applied after encryption): Third Party Module |  | STRING_VEC
BlkDef | displayCopyright | Copyright |  | STRING_VEC
BlkDef | displayModule | Compilation options: Module |  | STRING_VEC
BlkDef | elm_name | Model Name |  | STRING_VEC
BlkDef | fDllName | Model type: DLL-file |  | STRING
BlkDef | gnrl_modby | Object modified by |  | STRING
BlkDef | gnrl_modif | Object modified |  | INTEGER64
BlkDef | i_autoinc | Initialisation: Automatic calculation of initial conditions |  | INTEGER
BlkDef | i_partinc | Initialisation: Partial initialisation in case of deadlock |  | INTEGER
BlkDef | iecTa | IEC61400-27 Interface: Sample time | s | DOUBLE
BlkDef | interpo | Interpolation of internal variables |  | INTEGER
BlkDef | iopt_modtyp | Model type |  | INTEGER
BlkDef | iSchemeStatus | Scheme Status |  | INTEGER
BlkDef | isCompiled | Compiled model |  | INTEGER
BlkDef | isLinear | Classification: Linear |  | INTEGER
BlkDef | isMacro | Model type: Macro |  | INTEGER
BlkDef | isMatlab | MATLAB |  | INTEGER
BlkDef | level | Classification: DSL level:&0&0:&1&1:&2&2:&3&3:&4&4:&5&5:&6&6:&7&7 |  | INTEGER
BlkDef | maxerror | Iterative solver options: Max. error |  | DOUBLE
BlkDef | maxiteration | Iterative solver options: Max. number of iterations |  | INTEGER
BlkDef | oid_ | ObjectID |  | INTEGER64
BlkDef | pid_ | ProjectID |  | INTEGER64
BlkDef | sAddEquat | Additional equations |  | STRING_VEC
BlkDef | sAddInter | Additional internal variables |  | STRING_VEC
BlkDef | sInput | Variables: Input signals |  | STRING_VEC
BlkDef | sIntern | Variables: Internal variables |  | STRING_VEC
BlkDef | sLowLimPar | Limiting parameters/input signals Lower limitation: Parameters |  | STRING_VEC
BlkDef | sOutput | Variables: Output signals |  | STRING_VEC
BlkDef | sParams | Variables: Parameters |  | STRING_VEC
BlkDef | sPSSEParam | Parameter mapping |  | STRING_VEC
BlkDef | sStates | Variables: State variables |  | STRING_VEC
BlkDef | sTitle | Title |  | STRING
BlkDef | sUpLimPar | Limiting parameters/input signals Upper limitation: Parameters |  | STRING_VEC
BlkDef | tid_ | TimeID |  | INTEGER64
BlkDef | typemetadata_changeLog | Change Log |  | STRING_VEC
BlkDef | typemetadata_key | Type Key |  | STRING_VEC
BlkDef | typemetadata_version | Version |  | STRING_VEC
BlkDef | usage | Usage |  | INTEGER
ComInc | loc_name | Name |  | STRING
ComInc | fold_id | In Folder |  | OBJECT
ComInc | advancedNewtonUpdt | Advanced Newton update |  | INTEGER
ComInc | allowedBusErrLv | Max. acceptable equation error: Bus equations (LV) | kVA | DOUBLE
ComInc | allowedBusErrLv_emt | Max. acceptable equation error: Bus equations (LV) | kVA | DOUBLE
ComInc | allowedBusErrMv | Max. acceptable equation error: Bus equations (MV) | kVA | DOUBLE
ComInc | allowedBusErrMv_emt | Max. acceptable equation error: Bus equations (MV) | kVA | DOUBLE
ComInc | allowedErrAllGridEq | Grid error threshold to recompute Jacobian matrix | % | DOUBLE
ComInc | alpha_emt | Integration: Damping factor |  | DOUBLE
ComInc | alpha_rms | Integration: Damping factor |  | DOUBLE
ComInc | automaticCompilation | DSL: Automatic compilation |  | INTEGER
ComInc | ciopt_sample | Record results |  | INTEGER
ComInc | ckres | Event: Resolution factor (with respect to smallest step) |  | DOUBLE
ComInc | cloadSnap | Load snapshot at initialisation |  | INTEGER
ComInc | clockedEventType | Event type clocked:INTER:POSTPROC:As configured |  | INTEGER
ComInc | com_init | Interface: Send and receive after initialisation |  | INTEGER
ComInc | com_inter | Interface Update: Interval | s | DOUBLE
ComInc | copt_adapt | Automatic step size adaptation |  | INTEGER
ComInc | copt_coiref | Reference |  | INTEGER
ComInc | copt_fastcon | Simplifications: Fast connection of A-stable models outputs |  | INTEGER
ComInc | copt_lt | A-stable integration algorithm |  | INTEGER
ComInc | copt_net | Network representation |  | INTEGER
ComInc | copt_real | Real-time simulation |  | INTEGER
ComInc | copt_reinc | Reinitialise algebraic equations at interruption |  | INTEGER
ComInc | copt_sim | Simulation method |  | INTEGER
ComInc | cpHeadFold | Head Folder |  | OBJECT
ComInc | crndNumGen | Global random number generator: Actually used method: |  | STRING_VEC
ComInc | ctstart | Start time |  | DOUBLE
ComInc | cvoltLevHv | Max. acceptable equation error: > | kV | DOUBLE
ComInc | cvoltLevLv | Max. acceptable equation error: > | kV | DOUBLE
ComInc | cvoltLevMv | Max. acceptable equation error: > | kV | DOUBLE
ComInc | dat_src | Data source |  | STRING
ComInc | ddtemt_max | Maximum increase of step size | s | DOUBLE
ComInc | ddtgrd_max | Maximum increase of step size | s | DOUBLE
ComInc | disablePreciseLanding | Disable precise landing |  | INTEGER
ComInc | dtemt | Integration step size: Electromagnetic transients | s | DOUBLE
ComInc | dtemt_max | Integration step size: Maximum step size | s | DOUBLE
ComInc | dtgrd | Integration step size: Electromechanical transients | s | DOUBLE
ComInc | dtgrd_max | Integration step size: Maximum step size | s | DOUBLE
ComInc | dtout | Output sampling step | s | DOUBLE
ComInc | dtout_emt | Output sampling step | s | DOUBLE
ComInc | erreq | Max. acceptable equation error: Network model equations | % | DOUBLE
ComInc | erreq_emt | Max. acceptable equation error: Network model equations | % | DOUBLE
ComInc | errinc | Minimum prediction error |  | DOUBLE
ComInc | errmax | Maximum prediction error |  | DOUBLE
ComInc | errseq | Integration: Maximum error for dynamic model equations | % | DOUBLE
ComInc | errsm | Max. acceptable equation error: Bus equations (HV) | kVA | DOUBLE
ComInc | errsm_emt | Max. acceptable equation error: Bus equations (HV) | kVA | DOUBLE
ComInc | fdec | Speed factor: decrease |  | DOUBLE
ComInc | finc | Speed factor: increase |  | DOUBLE
ComInc | gnrl_modif | Object modified |  | INTEGER64
ComInc | i_deldirect | DSL: Fast direct interpolation of buffers (delay and movingavg) |  | INTEGER
ComInc | i_multincw | Initialisation: Issue warnings for multiple initialisation of signals |  | INTEGER
ComInc | i_rndseed | Global random number generator: Seed |  | INTEGER64
ComInc | i_sedirect | DSL: Direct application of events |  | INTEGER
ComInc | iac | Integration: Apply AC-adaptation |  | INTEGER
ComInc | iinftag | Consider inertias as infinite |  | INTEGER
ComInc | iopt_adapt | Automatic step size adaptation |  | INTEGER
ComInc | iopt_adaptadv | Advanced step size algorithm |  | INTEGER
ComInc | iopt_adaptreset | Reset automatic step size at interruption |  | INTEGER
ComInc | iopt_all | A-stable integration algorithm: Apply to all elements |  | INTEGER
ComInc | iopt_coiref | Reference |  | INTEGER
ComInc | iopt_conn | A-stable integration algorithm: Apply per element and composite model |  | INTEGER
ComInc | iopt_dfrotx | Calculate maximum rotor angle deviation (dfrotx) |  | INTEGER
ComInc | iopt_eulmax | Integration formula restoration steps after reset |  | INTEGER
ComInc | iopt_expref | Reference system calculation method |  | INTEGER
ComInc | iopt_fastchk | Simplifications: Fast convergence check |  | INTEGER
ComInc | iopt_fastcon | Simplifications: Fast connection of A-stable models outputs |  | INTEGER
ComInc | iopt_fastout | Simplifications: Fast computation of outputs |  | INTEGER
ComInc | iopt_fastsol | Simplifications: Fast independent solution of network and dynamic models |  | INTEGER
ComInc | iopt_int | Interface: Update |  | INTEGER
ComInc | iopt_load | Snapshot selection |  | INTEGER
ComInc | iopt_locref | Reference system area |  | INTEGER
ComInc | iopt_lt | A-stable integration algorithm |  | INTEGER
ComInc | iopt_net | Network representation |  | STRING
ComInc | iopt_only | A-stable integration algorithm: Apply per element |  | INTEGER
ComInc | iopt_outofstep | Synchronous machine out of step detection |  | INTEGER
ComInc | iopt_partinc | Initialisation: Enable partial initialisation in case of deadlock |  | INTEGER
ComInc | iopt_real | Real-time simulation |  | INTEGER
ComInc | iopt_reinc | Reinitialise algebraic equations at interruption |  | INTEGER
ComInc | iopt_reinf | Event: Reset integration formula after reinitialisation of algebraic equations |  | INTEGER
ComInc | iopt_rnd | Global random number generator: Seeding type:Automatic:User defined |  | INTEGER
ComInc | iopt_sample | Record results |  | INTEGER
ComInc | iopt_save | Save snapshot via event |  | INTEGER
ComInc | iopt_show | Verify initial conditions |  | INTEGER
ComInc | iopt_sim | Simulation method |  | STRING
ComInc | iopt_simscn | Active |  | INTEGER
ComInc | iopt_solvinc | Initialisation: Solve dynamic model equations at initialisation |  | INTEGER
ComInc | iopt_startmax | Use maximum step size at start |  | INTEGER
ComInc | iopt_sync | Enforced synchronisation |  | INTEGER
ComInc | iopt_vdhnm | Simplified Newton method |  | INTEGER
ComInc | ipolate | Behaviour at user-defined events |  | INTEGER
ComInc | iReuseLdf | Reuse previous load flow results |  | INTEGER
ComInc | iSchemeStatus | Scheme Status |  | INTEGER
ComInc | itrjx | Iteration: Iteration limit to recompute Jacobian matrix |  | INTEGER
ComInc | itrlx | Iteration: Maximum number of iterations |  | INTEGER
ComInc | itrmx | Event: Maximum number of repeat event loops |  | INTEGER
ComInc | itrmxdisc | Event: Maximum number of discrete event iterations |  | INTEGER
ComInc | itrmxint | Event: Maximum number of zero-length interruptions |  | INTEGER
ComInc | itrmxmin | Event: Maximum number of reschedule event loops |  | INTEGER
ComInc | jacobianUpdateMode | Local update of simulation matrix |  | INTEGER
ComInc | kres | Event: Resolution factor (with respect to smallest step) |  | DOUBLE
ComInc | lastSeed | Global random number generator: Last used seed |  | STRING_VEC
ComInc | loadSnap | Load snapshot at initialisation |  | INTEGER
ComInc | mult_out | Record results: Sampling ratio (output step to integration step) |  | INTEGER
ComInc | mult_out_emt | Record results: Sampling ratio (output step to integration step) |  | INTEGER
ComInc | ninc | Delay for step size increase (number of steps) |  | INTEGER
ComInc | oid_ | ObjectID |  | INTEGER64
ComInc | order | Order |  | DOUBLE
ComInc | outofstepdet | Synchronous machine out of step detection: Detection angle | deg | DOUBLE
ComInc | outputstep | Record results: Output sampling step | s | DOUBLE
ComInc | p_event | Selection of simulation events: Events | IntEvt | OBJECT
ComInc | p_resvar | Result variables | ElmRes* | OBJECT
ComInc | p_simscn | Modules | IntScn | OBJECT
ComInc | pid_ | ProjectID |  | INTEGER64
ComInc | quasiNewton | EMT,RMS,EMT and RMS |  | INTEGER
ComInc | reincEvtType | Event types:All:Interruptions |  | INTEGER
ComInc | reincIter | Reinitialisation Iteration:Reinitialise in each discrete event iteration step:Reinitialise after discrete event iteration completed |  | INTEGER
ComInc | rndNumGen | Global random number generator: Method |  | INTEGER
ComInc | rt_factor | Synchronisation with system time: Ratio between real time and calculation time | % | DOUBLE
ComInc | rt_inter | Synchronisation with system time: Time interval used for synchronisation | s | DOUBLE
ComInc | sigbuf | Signal buffer |  | INTEGER
ComInc | sigTypeConComp | Signal type of connected components:All types:Discrete or clocked |  | INTEGER
ComInc | solveInitDisc | Solve discrete states at initialisation |  | INTEGER
ComInc | syncperiod | Enforced synchronisation: Period | s | DOUBLE
ComInc | syncresult | Write results only at synchronised point in time |  | INTEGER
ComInc | systemSolvingMode | Event: Accelerated solution of equation system |  | INTEGER
ComInc | systemSolvingModeFlags | System solution according to debug settings |  | INTEGER
ComInc | tcemt | Time constant for EMT simulation | s | DOUBLE
ComInc | tcgrd | Time constant for RMS simulation | s | DOUBLE
ComInc | tid_ | TimeID |  | INTEGER64
ComInc | tstart | Start time | s | DOUBLE
ComInc | tsync | Buffer size | s | DOUBLE
ComInc | updateRng | Global random number generator: Update global random number generator |  | INTEGER
ComLdf | loc_name | Name |  | STRING
ComLdf | fold_id | In Folder |  | OBJECT
ComLdf | allowedBusErrLv | Max. Acceptable Load Flow Error: Bus Equations (LV) | kVA | DOUBLE
ComLdf | allowedBusErrMv | Max. Acceptable Load Flow Error: Bus Equations (MV) | kVA | DOUBLE
ComLdf | bPlim4constP | Considered Models for Active Power Limits: Limit active power also for const. P machines |  | INTEGER
ComLdf | bPlimAsm | Considered Models for Active Power Limits: Asynchronous machine |  | INTEGER
ComLdf | bPlimGenst | Considered Models for Active Power Limits: Static generator |  | INTEGER
ComLdf | bPlimPWM | Considered Models for Active Power Limits: PWM converter |  | INTEGER
ComLdf | bPlimSym | Considered Models for Active Power Limits: Synchronous machine |  | INTEGER
ComLdf | bQlim4constQ | Considered Models for Reactive Power Limits: Limit reactive power also for const. Q machines |  | INTEGER
ComLdf | bQlimAsm | Considered Models for Reactive Power Limits: Asynchronous machine |  | INTEGER
ComLdf | bQlimGenst | Considered Models for Reactive Power Limits: Static generator |  | INTEGER
ComLdf | bQlimPWM | Considered Models for Reactive Power Limits: PWM converter |  | INTEGER
ComLdf | bQlimSlack | Considered Models for Reactive Power Limits: Reference machine |  | INTEGER
ComLdf | bQlimSvs | Considered Models for Reactive Power Limits: Static Var system |  | INTEGER
ComLdf | bQlimSym | Considered Models for Reactive Power Limits: Synchronous machine |  | INTEGER
ComLdf | bQlimXnet | Considered Models for Reactive Power Limits: External grid |  | INTEGER
ComLdf | cLimScaleOff | Consider reactive power limits scaling factor |  | INTEGER
ComLdf | codePlim | P limits |  | INTEGER64
ComLdf | codeQlim | Q limits |  | INTEGER64
ComLdf | copt_apdist | Active Power Control |  | INTEGER
ComLdf | copt_net | Calculation Method |  | INTEGER
ComLdf | copt_tem | Temperature Dependency: Line/Cable Resistances: at |  | INTEGER
ComLdf | cosfix | Power Factor of Fixed Load |  | DOUBLE
ComLdf | cosvar | Power Factor of Variable Part |  | DOUBLE
ComLdf | cPbalancing | Balancing |  | INTEGER
ComLdf | cpHeadFold | Head Folder |  | OBJECT
ComLdf | cPlim4constPOff | Considered Models for Active Power Limits: Limit active power also for const. P machines |  | INTEGER
ComLdf | cPlimAsmOff | Considered Models for Active Power Limits: Asynchronous machine |  | INTEGER
ComLdf | cPlimGenstOff | Considered Models for Active Power Limits: Static generator |  | INTEGER
ComLdf | cPlimPWMOff | Considered Models for Active Power Limits: PWM converter |  | INTEGER
ComLdf | cPlimSymOff | Considered Models for Active Power Limits: Synchronous machine |  | INTEGER
ComLdf | cQlim4constQOff | Considered Models for Reactive Power Limits: Limit reactive power also for const. Q machines |  | INTEGER
ComLdf | cQlimAsmOff | Considered Models for Reactive Power Limits: Asynchronous machine |  | INTEGER
ComLdf | cQlimGenstOff | Considered Models for Reactive Power Limits: Static generator |  | INTEGER
ComLdf | cQlimPWMOff | Considered Models for Reactive Power Limits: PWM converter |  | INTEGER
ComLdf | cQlimSlackOff | Considered Models for Reactive Power Limits: Reference machine |  | INTEGER
ComLdf | cQlimSvsOff | Considered Models for Reactive Power Limits: Static Var system |  | INTEGER
ComLdf | cQlimSymOff | Considered Models for Reactive Power Limits: Synchronous machine |  | INTEGER
ComLdf | cQlimXnetOff | Considered Models for Reactive Power Limits: External grid |  | INTEGER
ComLdf | cSav | Average Power | kVA | DOUBLE
ComLdf | ctemperature | Temperature Dependency: Line/Cable Resistances: Temperature | degC | DOUBLE
ComLdf | cvoltLevHv | Max. Acceptable Load Flow Error: > | kV | DOUBLE
ComLdf | cvoltLevLv | Max. Acceptable Load Flow Error: > | kV | DOUBLE
ComLdf | cvoltLevMv | Max. Acceptable Load Flow Error: > | kV | DOUBLE
ComLdf | dat_src | Data source |  | STRING
ComLdf | erreq | Max. Acceptable Load Flow Error: Model Equations | % | DOUBLE
ComLdf | errlf | Max. Acceptable Load Flow Error: Bus Equations (HV) | kVA | DOUBLE
ComLdf | fa | Utilisation Factor |  | DOUBLE
ComLdf | ginf | Coincidence Factor (ginf) |  | DOUBLE
ComLdf | gnrl_modif | Object modified |  | INTEGER64
ComLdf | i_power | Load Flow Method |  | INTEGER
ComLdf | i_volt | Consider coincidence of low-voltage loads: Voltage Drop Analysis |  | INTEGER
ComLdf | iavailfact | Consider Availability Factors |  | INTEGER
ComLdf | ictrlx | Max. Number of Iterations: Outer Loop |  | INTEGER
ComLdf | iFromSaved | Starting point: Start from saved results |  | INTEGER
ComLdf | ign_comp | Ignore Composite Elements |  | INTEGER
ComLdf | iInterChg | Interchange Schedule |  | INTEGER
ComLdf | iInterType | Interchange Schedule: Consider Interchange Schedules for... |  | INTEGER
ComLdf | iItAlgStag | Iteration step size: Break if no progress in X iterations |  | INTEGER
ComLdf | iKeepCalc | Maintain load flow results if calculation fails |  | INTEGER
ComLdf | imaxPHSstep | Max. tap changes per iteration: for phase shifting transformers:oo:1:2:3:4:5:6:7:8:9:10 |  | INTEGER
ComLdf | imaxtstep | Max. tap changes per iteration: for transformers, shunts:oo:1:2:3:4:5:6:7:8:9:10 |  | INTEGER
ComLdf | iopt_apdist | Active Power Control |  | INTEGER
ComLdf | iopt_asht | Voltage and Reactive Power Regulation: Automatic tap adjustment of shunts |  | INTEGER
ComLdf | iopt_at | Voltage and Reactive Power Regulation: Automatic tap adjustment of transformers |  | INTEGER
ComLdf | iopt_chctr | Check Control Conditions |  | INTEGER
ComLdf | iopt_check | Reports |  | INTEGER
ComLdf | iopt_fl | Flat Start |  | INTEGER
ComLdf | iopt_fls | Load Options: Feeder Load Scaling |  | INTEGER
ComLdf | iopt_igntow | Modelling Method of Towers:with in/output signals:ignore couplings:equation in lines |  | INTEGER
ComLdf | iopt_initOPF | Use this load flow for initialisation of OPF |  | INTEGER
ComLdf | iopt_iph | Ignore transformer phase shift |  | INTEGER
ComLdf | iopt_lev | Automatic Model Adaptation for Convergence |  | INTEGER
ComLdf | iopt_lim | Voltage and Reactive Power Regulation: Consider reactive power limits |  | INTEGER
ComLdf | iopt_limScale | Consider reactive power limits scaling factor |  | INTEGER
ComLdf | iopt_lod | Voltage dependent loads in Post Fault analysis |  | INTEGER
ComLdf | iopt_maxibus | Calculate max. current at busbars |  | INTEGER
ComLdf | iopt_net | Calculation Method |  | INTEGER
ComLdf | iopt_noinit | Starting point: Start from last calculated results if available |  | INTEGER
ComLdf | iopt_notopo | No Topology Rebuild |  | INTEGER
ComLdf | iopt_optaplim | Consider operational limits for tap changer |  | INTEGER
ComLdf | iopt_plim | Active Power Regulation: Consider active power limits |  | INTEGER
ComLdf | iopt_pq | Load Options: Consider Voltage Dependency of Loads |  | INTEGER
ComLdf | iopt_prot | Consider Protection Devices:none:all:main:backup |  | INTEGER
ComLdf | iopt_show | Show Convergence Progress Report |  | INTEGER
ComLdf | iopt_sim | Consider coincidence of low-voltage loads |  | INTEGER
ComLdf | iopt_spar | Calculate Power at Risk |  | INTEGER
ComLdf | iopt_stamode | Station Controller:Standard:Gen HV-Ctrl:Gen LV-Ctrl |  | INTEGER
ComLdf | iopt_tem | Temperature Dependency: Line/Cable Resistances: at |  | INTEGER
ComLdf | iopt_trainsim | Train simulation |  | INTEGER
ComLdf | iPbalancing | Balancing |  | INTEGER
ComLdf | iPostCont | Time Phase |  | INTEGER
ComLdf | iprimctrl | Consider Primary Controllers |  | INTEGER
ComLdf | iPST_at | Active Power Regulation: Automatic tap adjustment of phase shifters |  | INTEGER
ComLdf | iResType | Starting point: Source:from memory:from a file |  | INTEGER
ComLdf | iSchemeStatus | Scheme Status |  | INTEGER
ComLdf | iShowOutLoopMsg | Show 'Outer Loop' messages |  | INTEGER
ComLdf | iStepAdapt | Iteration step size |  | INTEGER
ComLdf | itapopt | Method:direct:stepped |  | INTEGER
ComLdf | iTempLoads | Temperature Dependent Load Scaling |  | INTEGER
ComLdf | iTrimStep | Iteration step size: Trim unreasonable Newton-Raphson steps |  | INTEGER
ComLdf | itrlx | Max. Number of Iterations: Newton-Raphson Iteration |  | INTEGER
ComLdf | krelax | Min. Controller Relaxation Factor |  | DOUBLE
ComLdf | loadmax | Max. Loading of Edge Element | % | DOUBLE
ComLdf | maxDivOuterLoops | Break, if Newton-Raphson diverges in first X outer loops |  | INTEGER
ComLdf | maxPhaseShift | Max. transformer phase shift | deg | DOUBLE
ComLdf | maxQlimTrans | Automatic detection of repeated reactive power limitations: Number of transitions |  | INTEGER
ComLdf | maxTapTrans | Automatic detection of tap hunting: Number of transitions |  | INTEGER
ComLdf | modelLevel | Model level |  | INTEGER
ComLdf | nsteps | Max. Number of Iterations: Number of Steps |  | INTEGER
ComLdf | num_conv | Show Convergence Progress Report: Number of reported buses/models per iteration |  | INTEGER
ComLdf | numOuterLoops | Number of outer loops |  | INTEGER
ComLdf | oid_ | ObjectID |  | INTEGER64
ComLdf | order | Order |  | DOUBLE
ComLdf | phiini | Reference Bus: Angle | deg | DOUBLE
ComLdf | pid_ | ProjectID |  | INTEGER64
ComLdf | PostContTime | Time Phase: Post Contingency Time (End of Time Phase) | min | DOUBLE
ComLdf | relax | Iteration step size: Relaxation Factor |  | DOUBLE
ComLdf | scGenFac | Scaling by category: Generation | % | DOUBLE
ComLdf | scLoadFac | Scaling by category: Loads | % | DOUBLE
ComLdf | scMotFac | Scaling by category: Motors | % | DOUBLE
ComLdf | scPnight | Scaling by category: Night storage heaters | % | DOUBLE
ComLdf | Sfix | Fixed Load | kVA | DOUBLE
ComLdf | Sin | Installed Power | kVA | DOUBLE
ComLdf | Svar | Max. Power per Customer | kVA | DOUBLE
ComLdf | temperature | Temperature Dependency: Line/Cable Resistances: Temperature | degC | DOUBLE
ComLdf | tid_ | TimeID |  | INTEGER64
ComLdf | totNumNewtonIters | Sum of Newton iterations (of all outer loops) |  | INTEGER
ComLdf | tres | Event-Resolution | s | DOUBLE
ComLdf | utr_init | Voltage magnitude initialisation: Voltage magnitude initialisation:Use voltage setpoint at reference busbar:Consider ratio of rated to nominal voltage:Consider ratio of rated to nominal voltage for all branches except transformers:Consider ratio of rated to nominal voltage for transformers only |  | INTEGER
ComLdf | vlmax | Upper Limit of Allowed Voltage | p.u. | DOUBLE
ComLdf | vlmin | Lower Limit of Allowed Voltage | p.u. | DOUBLE
ComLdf | zoneScale | Zone scaling |  | INTEGER
ComSim | loc_name | Name |  | STRING
ComSim | fold_id | In Folder |  | OBJECT
ComSim | cominc | Initial conditions |  | OBJECT
ComSim | cpHeadFold | Head Folder |  | OBJECT
ComSim | dat_src | Data source |  | STRING
ComSim | dtstop | Stop time: Relative | s | DOUBLE
ComSim | dynw | Internal Dynamic Model warnings |  | INTEGER
ComSim | gnrl_modif | Object modified |  | INTEGER64
ComSim | iopt_action | Processing Actions |  | INTEGER
ComSim | iopt_auto | Display in output window: Display automatic step size adaptation events |  | INTEGER
ComSim | iopt_dbev | Display in output window: Display internal DSL events |  | INTEGER
ComSim | iopt_dslw | Internal Dynamic Model warnings |  | INTEGER
ComSim | iopt_show | Display in output window: Display result variables |  | INTEGER
ComSim | iSchemeStatus | Scheme Status |  | INTEGER
ComSim | iTrialMsg | Display messages during trial step (do check text) |  | INTEGER
ComSim | oid_ | ObjectID |  | INTEGER64
ComSim | order | Order |  | DOUBLE
ComSim | pid_ | ProjectID |  | INTEGER64
ComSim | tid_ | TimeID |  | INTEGER64
ComSim | tstop | Stop time: Absolute | s | DOUBLE
EvtSwitch | loc_name | Name |  | STRING
EvtSwitch | outserv | Out of Service |  | INTEGER
EvtSwitch | fold_id | In Folder |  | OBJECT
EvtSwitch | cpHeadFold | Head Folder |  | OBJECT
EvtSwitch | ctrl_type | Used in Step:Unknown:Maintenance:Protection:Substation Automation:Remote Controlled (Stage 1):Indicator of Short Circuit (Stage 2):Manual (Stage 3) |  | INTEGER
EvtSwitch | d_2ndph | Scheme: Second phase trigger | ms | DOUBLE
EvtSwitch | d_3rdph | Scheme: Third phase trigger | ms | DOUBLE
EvtSwitch | d_nph | Scheme: Neutral delay | ms | DOUBLE
EvtSwitch | dat_src | Data source |  | STRING
EvtSwitch | dhrtime | Execution Time: Relative | h | DOUBLE
EvtSwitch | dmtime | Execution Time: Relative | min | INTEGER
EvtSwitch | dtime | Execution Time: Relative | s | DOUBLE
EvtSwitch | gnrl_modif | Object modified |  | INTEGER64
EvtSwitch | hrtact | Execution Time: Now | h | DOUBLE
EvtSwitch | hrtime | Execution Time: Absolute | h | INTEGER
EvtSwitch | i_a | Phase a |  | INTEGER
EvtSwitch | i_allph | All phases |  | INTEGER
EvtSwitch | i_b | Phase b |  | INTEGER
EvtSwitch | i_c | Phase c |  | INTEGER
EvtSwitch | i_halfw | Consider half wave:Positive and negative:Positive only:Negative only |  | INTEGER
EvtSwitch | i_inst | Trigger closing at |  | INTEGER
EvtSwitch | i_larlow | Larger or lower than threshold:Larger:Lower |  | INTEGER
EvtSwitch | i_n | Neutral |  | INTEGER
EvtSwitch | i_open | Trigger opening at |  | INTEGER
EvtSwitch | i_phase | Scheme: Trigger on phase |  | INTEGER
EvtSwitch | i_scheme | Scheme |  | INTEGER
EvtSwitch | i_switch | Action |  | INTEGER
EvtSwitch | Ilim | Current threshold (abs.) | A | DOUBLE
EvtSwitch | iSchemeStatus | Scheme Status |  | INTEGER
EvtSwitch | mtact | Execution Time: Now | min | INTEGER
EvtSwitch | mtime | Execution Time: Absolute | min | INTEGER
EvtSwitch | oid_ | ObjectID |  | INTEGER64
EvtSwitch | p_target | Breaker or Element | StaSwitch,StaCubic,RelFuse,Elm* | OBJECT
EvtSwitch | pid_ | ProjectID |  | INTEGER64
EvtSwitch | tact | Execution Time: Now | s | DOUBLE
EvtSwitch | tDateTime | Execution Time |  | INTEGER64
EvtSwitch | tid_ | TimeID |  | INTEGER64
EvtSwitch | time | Execution Time: Absolute | s | DOUBLE
EvtSwitch | tottime | Time |  | DOUBLE
EvtSwitch | Ulim | Voltage threshold (abs.) | kV | DOUBLE
EvtSwitch | v_lim | Amplitude threshold | p.u. | DOUBLE
IntEvt | loc_name | Name |  | STRING
IntEvt | fold_id | In Folder |  | OBJECT
IntEvt | calTp | Calculation type |  | INTEGER
IntEvt | cpHeadFold | Head Folder |  | OBJECT
IntEvt | dat_src | Data source |  | STRING
IntEvt | gnrl_modif | Object modified |  | INTEGER64
IntEvt | iContOrder | Contingency Order |  | INTEGER
IntEvt | iOrder | Contingency Order: order |  | INTEGER
IntEvt | iSchemeStatus | Scheme Status |  | INTEGER
IntEvt | mod_cnt | Calculation types: Contingency Analysis |  | INTEGER
IntEvt | mod_shc | Calculation types: Short-Circuit |  | INTEGER
IntEvt | mod_sim | Calculation types: Simulation |  | INTEGER
IntEvt | oid_ | ObjectID |  | INTEGER64
IntEvt | pid_ | ProjectID |  | INTEGER64
IntEvt | shcEvts | Always create switch events to clear the faults |  | INTEGER
IntEvt | tid_ | TimeID |  | INTEGER64
IntQlim | loc_name | Name |  | STRING
IntQlim | fold_id | In Folder |  | OBJECT
IntQlim | appr_modif | Approval Information: Modified |  | INTEGER64
IntQlim | appr_status | Approval Information: Status |  | INTEGER
IntQlim | cap_P:avg | Active Power, Average | MW | DOUBLE
IntQlim | cap_P:max | Active Power, Maximum | MW | DOUBLE
IntQlim | cap_P:min | Active Power, Minimum | MW | DOUBLE
IntQlim | cap_P:std | Active Power, Standard deviation | MW | DOUBLE
IntQlim | cap_P:sum | Active Power, Sum | MW | DOUBLE
IntQlim | cap_P:varia | Active Power, Variance | MW | DOUBLE
IntQlim | cap_Ppu | Active Power | p.u. | DOUBLE_VEC
IntQlim | cap_Ppu:avg | Active Power, Average | p.u. | DOUBLE
IntQlim | cap_Ppu:max | Active Power, Maximum | p.u. | DOUBLE
IntQlim | cap_Ppu:min | Active Power, Minimum | p.u. | DOUBLE
IntQlim | cap_Ppu:std | Active Power, Standard deviation | p.u. | DOUBLE
IntQlim | cap_Ppu:sum | Active Power, Sum | p.u. | DOUBLE
IntQlim | cap_Ppu:varia | Active Power, Variance | p.u. | DOUBLE
IntQlim | cap_Qmn:avg | Min. React. Pow., Average | Mvar | DOUBLE
IntQlim | cap_Qmn:max | Min. React. Pow., Maximum | Mvar | DOUBLE
IntQlim | cap_Qmn:min | Min. React. Pow., Minimum | Mvar | DOUBLE
IntQlim | cap_Qmn:std | Min. React. Pow., Standard deviation | Mvar | DOUBLE
IntQlim | cap_Qmn:sum | Min. React. Pow., Sum | Mvar | DOUBLE
IntQlim | cap_Qmn:varia | Min. React. Pow., Variance | Mvar | DOUBLE
IntQlim | cap_Qmnpu | Min. React. Pow. | p.u. | DOUBLE_VEC
IntQlim | cap_Qmnpu:avg | Min. React. Pow., Average | p.u. | DOUBLE
IntQlim | cap_Qmnpu:max | Min. React. Pow., Maximum | p.u. | DOUBLE
IntQlim | cap_Qmnpu:min | Min. React. Pow., Minimum | p.u. | DOUBLE
IntQlim | cap_Qmnpu:std | Min. React. Pow., Standard deviation | p.u. | DOUBLE
IntQlim | cap_Qmnpu:sum | Min. React. Pow., Sum | p.u. | DOUBLE
IntQlim | cap_Qmnpu:varia | Min. React. Pow., Variance | p.u. | DOUBLE
IntQlim | cap_Qmx:avg | Max. React. Pow., Average | Mvar | DOUBLE
IntQlim | cap_Qmx:max | Max. React. Pow., Maximum | Mvar | DOUBLE
IntQlim | cap_Qmx:min | Max. React. Pow., Minimum | Mvar | DOUBLE
IntQlim | cap_Qmx:std | Max. React. Pow., Standard deviation | Mvar | DOUBLE
IntQlim | cap_Qmx:sum | Max. React. Pow., Sum | Mvar | DOUBLE
IntQlim | cap_Qmx:varia | Max. React. Pow., Variance | Mvar | DOUBLE
IntQlim | cap_Qmxpu | Max. React. Pow. | p.u. | DOUBLE_VEC
IntQlim | cap_Qmxpu:avg | Max. React. Pow., Average | p.u. | DOUBLE
IntQlim | cap_Qmxpu:max | Max. React. Pow., Maximum | p.u. | DOUBLE
IntQlim | cap_Qmxpu:min | Max. React. Pow., Minimum | p.u. | DOUBLE
IntQlim | cap_Qmxpu:std | Max. React. Pow., Standard deviation | p.u. | DOUBLE
IntQlim | cap_Qmxpu:sum | Max. React. Pow., Sum | p.u. | DOUBLE
IntQlim | cap_Qmxpu:varia | Max. React. Pow., Variance | p.u. | DOUBLE
IntQlim | cpHeadFold | Head Folder |  | OBJECT
IntQlim | dat_src | Data source |  | STRING
IntQlim | gnrl_modif | Object modified |  | INTEGER64
IntQlim | inputmod | Input Model |  | INTEGER
IntQlim | iSchemeStatus | Scheme Status |  | INTEGER
IntQlim | MatQmaxpu | Matrix for Qmax | p.u. | DOUBLE_MAT
IntQlim | MatQminpu | Matrix for Qmin | p.u. | DOUBLE_MAT
IntQlim | MatrixQmax | Matrix for Qmax | Mvar | DOUBLE_MAT
IntQlim | MatrixQmin | Matrix for Qmin | Mvar | DOUBLE_MAT
IntQlim | oid_ | ObjectID |  | INTEGER64
IntQlim | pid_ | ProjectID |  | INTEGER64
IntQlim | psetpoin | P-setpoints | MW | DOUBLE_VEC
IntQlim | psetpoin:avg | P-setpoints, Average | MW | DOUBLE
IntQlim | psetpoin:max | P-setpoints, Maximum | MW | DOUBLE
IntQlim | psetpoin:min | P-setpoints, Minimum | MW | DOUBLE
IntQlim | psetpoin:std | P-setpoints, Standard deviation | MW | DOUBLE
IntQlim | psetpoin:sum | P-setpoints, Sum | MW | DOUBLE
IntQlim | psetpoin:varia | P-setpoints, Variance | MW | DOUBLE
IntQlim | psetpoinpu | P-setpoints | p.u. | DOUBLE_VEC
IntQlim | psetpoinpu:avg | P-setpoints, Average | p.u. | DOUBLE
IntQlim | psetpoinpu:max | P-setpoints, Maximum | p.u. | DOUBLE
IntQlim | psetpoinpu:min | P-setpoints, Minimum | p.u. | DOUBLE
IntQlim | psetpoinpu:std | P-setpoints, Standard deviation | p.u. | DOUBLE
IntQlim | psetpoinpu:sum | P-setpoints, Sum | p.u. | DOUBLE
IntQlim | psetpoinpu:varia | P-setpoints, Variance | p.u. | DOUBLE
IntQlim | tid_ | TimeID |  | INTEGER64
IntQlim | volevel | Voltage Level | p.u. | DOUBLE_VEC
IntQlim | volevel:avg | Voltage Level, Average | p.u. | DOUBLE
IntQlim | volevel:max | Voltage Level, Maximum | p.u. | DOUBLE
IntQlim | volevel:min | Voltage Level, Minimum | p.u. | DOUBLE
IntQlim | volevel:std | Voltage Level, Standard deviation | p.u. | DOUBLE
IntQlim | volevel:sum | Voltage Level, Sum | p.u. | DOUBLE
IntQlim | volevel:varia | Voltage Level, Variance | p.u. | DOUBLE
IntQlim | volevelpu | Voltage Level | p.u. | DOUBLE_VEC
IntQlim | volevelpu:avg | Voltage Level, Average | p.u. | DOUBLE
IntQlim | volevelpu:max | Voltage Level, Maximum | p.u. | DOUBLE
IntQlim | volevelpu:min | Voltage Level, Minimum | p.u. | DOUBLE
IntQlim | volevelpu:std | Voltage Level, Standard deviation | p.u. | DOUBLE
IntQlim | volevelpu:sum | Voltage Level, Sum | p.u. | DOUBLE
IntQlim | volevelpu:varia | Voltage Level, Variance | p.u. | DOUBLE
IntQlim | voltagedep | Consider voltage dependent limits |  | INTEGER
SetPrj | loc_name | Name |  | STRING
SetPrj | fold_id | In Folder |  | OBJECT
SetPrj | applyAutomatically | Planned Outages: Consider automatically upon study case activation |  | INTEGER
SetPrj | autoDetectMaxThreadCount | Auto detect maximum number of reading threads (hardware dependent) |  | INTEGER
SetPrj | branchLoadingCalc | Consider bay loading for branch loading calculation |  | INTEGER
SetPrj | clenexp | Lines/Cables Length unit, m |  | STRING
SetPrj | cpHeadFold | Head Folder |  | OBJECT
SetPrj | cspqexp | Loads/Asyn. and DC Machines P, Q, S unit, VA,W,var |  | STRING
SetPrj | cspqexpgen | Static Generators/Synchr. Machines P, Q, S unit, VA,W,var |  | STRING
SetPrj | currency | Currency unit |  | STRING
SetPrj | currencyPrec | Currency decimal places |  | INTEGER
SetPrj | customEpsgCode | EPSG: |  | INTEGER
SetPrj | dat_src | Data source |  | STRING
SetPrj | degreePrec | Degree (angle) decimal places |  | INTEGER
SetPrj | displayNameMode | Display name: Mode:Show element name only:Prepend parent element:Prepend site and/or substation name |  | INTEGER
SetPrj | drawingToolbarStateBlock | Drawing toolbar state (block diagrams) |  | STRING_VEC
SetPrj | drawingToolbarStateGeographic | Drawing toolbar state (geographic diagrams) |  | STRING_VEC
SetPrj | drawingToolbarStateModelica | Drawing toolbar state (Modelica pages) |  | STRING_VEC
SetPrj | drawingToolbarStatePlot | Drawing toolbar state (plot pages) |  | STRING_VEC
SetPrj | drawingToolbarStateSchematic | Drawing toolbar state (schematic diagrams) |  | STRING_VEC
SetPrj | dudevother | Nominal Voltage Check Max. allowed deviation from Terminal voltage: for other Elements | % | DOUBLE
SetPrj | dudevtrf | Nominal Voltage Check Max. allowed deviation from Terminal voltage: for Transformers | % | DOUBLE
SetPrj | dunomelne | Nominal Voltage Check Max. allowed difference over Lines/Switches/Fuses: for Lines | % | DOUBLE
SetPrj | dunomeswt | Nominal Voltage Check Max. allowed difference over Lines/Switches/Fuses: for Switches and Fuses | % | DOUBLE
SetPrj | energyPrec | Energy decimal places |  | INTEGER
SetPrj | extDataDir | External Data Directory: External Data Directory |  | STRING
SetPrj | fontBlkLabBra | Font-ID for signal labels |  | INTEGER
SetPrj | fontBlkLabNod | Labels for block labels |  | INTEGER
SetPrj | fontBlkTitle | Font-ID for Title and Legends |  | INTEGER
SetPrj | fontSglLabBra | Font-ID for branch labels |  | INTEGER
SetPrj | fontSglLabNod | Font-ID for node labels |  | INTEGER
SetPrj | fontSglResBra | Font-ID for branch results |  | INTEGER
SetPrj | fontSglResNod | Font-ID for node results |  | INTEGER
SetPrj | fontSglTitle | Font-ID for title and legends |  | INTEGER
SetPrj | fontsStr | Fonts |  | STRING_VEC
SetPrj | frnom | Default frequency | Hz | DOUBLE
SetPrj | geoBoundsEast | WGS-84 bounds: east | deg | DOUBLE
SetPrj | geoBoundsNorth | WGS-84 bounds: north | deg | DOUBLE
SetPrj | geoBoundsSouth | WGS-84 bounds: south | deg | DOUBLE
SetPrj | geoBoundsWest | WGS-84 bounds: west | deg | DOUBLE
SetPrj | geoCoordinateSystem | Coordinate system |  | INTEGER
SetPrj | gmin | Min. Conductance gmin | p.u. | DOUBLE
SetPrj | gnrl_modif | Object modified |  | INTEGER64
SetPrj | iAutoOutOfServ | Automatic Out of Service Detection |  | INTEGER
SetPrj | iAutoSlack | Settings for slack assignment: Auto slack assignment:Method 1:Method 2:off |  | INTEGER
SetPrj | iBayInNewStat | Substations and Sites: Insert with bays |  | INTEGER
SetPrj | iBBAlgo | Standard beach ball algorithm |  | INTEGER
SetPrj | iCalcSymComp | Calculation of symmetrical components for untransposed lines |  | INTEGER
SetPrj | iEndTime | End Time |  | INTEGER64
SetPrj | iFlowOrient | Flow Orientation:Mixed Mode:Load Oriented:Generator Oriented |  | INTEGER
SetPrj | iIsolateBrkOnly | Switching Actions: Isolate opens circuit-breakers only |  | INTEGER
SetPrj | iIsolateWithEarth | Switching Actions: Isolate with earthing |  | INTEGER
SetPrj | ilenunit | Units |  | INTEGER
SetPrj | iNewSubstatLayout | Substations and Sites: Use new layouting algorithm |  | INTEGER
SetPrj | iopt_switch | When connecting component to busbar create |  | INTEGER
SetPrj | iPlannedOutOrder | Planned Outages: Application sequence |  | INTEGER
SetPrj | iSchemeStatus | Scheme Status |  | INTEGER
SetPrj | iShowInactElts | Variations: Show inactive elements from other variations |  | INTEGER
SetPrj | iStartTime | Start Time |  | INTEGER64
SetPrj | iStatus | Status:Draft:Issued |  | INTEGER
SetPrj | iSuppliedElmsAlgo | Determination of supplying transformers: Considered transformers:&2&All:&0&Only those located in stations:&3&Only voltage controlling ones:&1&Only voltage controlling ones, located in stations |  | INTEGER
SetPrj | iSwitchAmbiguous | Switch on performs forced closing in ambiguous situations |  | INTEGER
SetPrj | iSwtTypGrThan | When connecting component to busbar create: If nominal voltage >= threshold create |  | INTEGER
SetPrj | iSwtTypSmThan | When connecting component to busbar create: If nominal voltage < threshold create |  | INTEGER
SetPrj | iTowEarthRed | Earth wire reduction of towers |  | INTEGER
SetPrj | ldfAmpExp | Load Flow and Simulation: Ampere, A |  | STRING
SetPrj | ldfAmpPrec | Load Flow and Simulation: Decimal places |  | INTEGER
SetPrj | ldfPowerExp | Load Flow and Simulation: W, VA, var |  | STRING
SetPrj | ldfPowerPrec | Load Flow and Simulation: Decimal places |  | INTEGER
SetPrj | ldfVoltExp | Load Flow and Simulation: Volt, V |  | STRING
SetPrj | ldfVoltPrec | Load Flow and Simulation: Decimal places |  | INTEGER
SetPrj | lneLoadingCalc | Consider line compensation current for line loading calculation |  | INTEGER
SetPrj | maxJumpTo | Max. number of entries in "to"-labels |  | INTEGER
SetPrj | maxReadBuffSize | Maximum read buffer size | MB | INTEGER
SetPrj | maxThreadCount | Maximum number of reading threads |  | INTEGER
SetPrj | oid_ | ObjectID |  | INTEGER64
SetPrj | onForNoneFBcon | Settings for slack assignment: Auto slack assignment for areas without connection to fictitious border grid |  | INTEGER
SetPrj | otherPrec | Decimal places for other units |  | INTEGER
SetPrj | outages | Planned Outages: Creation |  | INTEGER
SetPrj | overviewDetails | Category detail level displayed in project overview window |  | STRING_VEC
SetPrj | percentPrec | Percent (%) decimal places |  | INTEGER
SetPrj | perUnitPrec | Per unit (p.u.) decimal places |  | INTEGER
SetPrj | pid_ | ProjectID |  | INTEGER64
SetPrj | prefShowSite | Prefer site name |  | INTEGER
SetPrj | refMachinePrio | Settings for slack assignment: Priority for Reference Machines:Rated Power:Active Power Capability:Active Power Reserve |  | INTEGER
SetPrj | resultFileType | Type |  | INTEGER
SetPrj | rmin | Min. Resistance rmin | p.u. | DOUBLE
SetPrj | Sbase | Base Apparent Power | MVA | DOUBLE
SetPrj | shcAmpExp | Short-Circuit: Ampere, A |  | STRING
SetPrj | shcAmpPrec | Short-Circuit: Decimal places |  | INTEGER
SetPrj | shcPowerExp | Short-Circuit: W, VA, var |  | STRING
SetPrj | shcPowerPrec | Short-Circuit: Decimal places |  | INTEGER
SetPrj | shcVoltExp | Short-Circuit: Volt, V |  | STRING
SetPrj | shcVoltPrec | Short-Circuit: Decimal places |  | INTEGER
SetPrj | showDiaextdata | External Data Directory: Display reminder after file selection |  | INTEGER
SetPrj | showJumpTo | Show jump-to labels at graphically half-connected lines |  | INTEGER
SetPrj | showSiteName | Display name: Show site name |  | INTEGER
SetPrj | showSubStatName | Display name: Show substation name |  | INTEGER
SetPrj | sSubstTyp | Substation Types |  | STRING_VEC
SetPrj | thrWrnLength | Line couplings: Allowable difference in lengths of lines | % | DOUBLE
SetPrj | tid_ | TimeID |  | INTEGER64
SetPrj | useLegacyProtectionPlots | Use legacy protection plots (time-overcurrent and current differential) |  | INTEGER
SetPrj | useNewPlotFramework | Use new plot framework |  | INTEGER
SetPrj | voltLevCB | When connecting component to busbar create: Threshold: | kV | DOUBLE
SetPrj | voltLevHv | HV voltage level | kV | DOUBLE
SetPrj | voltLevMv | MV voltage level | kV | DOUBLE
SetPrj | ymodmin | Threshold Impedance for Z-model | p.u. | DOUBLE
SetTime | loc_name | Name |  | STRING
SetTime | outserv | Ignore Time Trigger |  | INTEGER
SetTime | fold_id | In Folder |  | OBJECT
SetTime | cDate | Date |  | STRING
SetTime | cpHeadFold | Head Folder |  | OBJECT
SetTime | cTime | Time |  | STRING
SetTime | dat_src | Data source |  | STRING
SetTime | datetime | Date and Time |  | INTEGER64
SetTime | day | Day |  | INTEGER
SetTime | dayofweek | Details: Day of Week:Monday:Tuesday:Wednesday:Thursday:Friday:Saturday:Sunday |  | INTEGER
SetTime | dayofyear | Details: Day of Year |  | INTEGER
SetTime | gnrl_modif | Object modified |  | INTEGER64
SetTime | hour | Hour | h | INTEGER
SetTime | hourofyear | Details: Hour of Year |  | INTEGER
SetTime | iSchemeStatus | Scheme Status |  | INTEGER
SetTime | isleapyear | Details: Leap Year |  | INTEGER
SetTime | min | Minute | min | INTEGER
SetTime | month | Month |  | INTEGER
SetTime | oid_ | ObjectID |  | INTEGER64
SetTime | pid_ | ProjectID |  | INTEGER64
SetTime | sec | Second | s | INTEGER
SetTime | tid_ | TimeID |  | INTEGER64
SetTime | week | Details: Week |  | INTEGER
SetTime | year | Year |  | INTEGER